## Sheet
id | code | name | price | uom | category | remark
1 | 3000000 | H.V. Panel | 1 | no | Equipment
2 | 3000001 | Generator Set | 1 | no | Equipment | TESTs
3 | 3000002 | Diesel Tank | 1 | no | Equipment | None
4 | 3000003 | Transformer 1500 kva | 115000 | no | Equipment
5 | 3000004 | Transformer 1250 kva | 112000 | no | Equipment
6 | 3000005 | Transformer 1000 kva | 98000 | no | Equipment
7 | 3000006 | Transformer 500 kva | 75000 | no | Equipment
8 | 3000007 | Capacitor Bank | 1 | no | Equipment
9 | 3000008 | MDB | 1 | no | Equipment
10 | 3000009 | SMDB | 1 | no | Equipment
11 | 3000010 | DB | 1 | no | Equipment | None
12 | 3000011 | MCC | 1 | no | Equipment
13 | 3000012 | kWHr meter | 1 | no | Equipment
14 | 3000013 | kWHr meter Cabinet | 1 | no | Equipment
15 | 3000014 | UPS | 1 | no | Equipment
16 | 3000015 | ATS | 1 | no | Equipment
17 | 3000016 | RTU/DMS Panel | 1 | no | Equipment
18 | 3000017 | MV Switch Gear | 1 | no | Equipment
19 | 3000018 | MV Soft Starter | 1 | no | Equipment
20 | 3000019 |  | 0
21 | 3000020 |  | 0
22 | 3001000a | 1C x 2.5mm2 Cu PVC | 0.74 | m | Material
23 | 3001000b | 1C x 4mm2 XLPE/PVC/SWA/PVC | 1.16 | m | Material
24 | 3001000c | 1C x 6mm2 XLPE/PVC/SWA/PVC | 1.73 | m | Material
25 | 3001000d | 1C x 10mm2 XLPE/PVC/SWA/PVC | 2.87 | m | Material
26 | 3001000e | 1C x 16mm2 XLPE/PVC/SWA/PVC | 4.68 | m | Material
27 | 3001000f | 1C x 25mm2 XLPE/PVC/SWA/PVC | 7.43 | m | Material
28 | 3001000g | 1C x 35mm2 XLPE/PVC/SWA/PVC | 10.22 | m | Material
29 | 3001000h | 1C x 50mm2 XLPE/PVC/SWA/PVC | 13.78 | m | Material
30 | 3001000j | 1C x 70mm2 XLPE/PVC/SWA/PVC | 19.75 | m | Material
31 | 3001000k | 1C x 95mm2 XLPE/PVC/SWA/PVC | 27.33 | m | Material
32 | 3001000l | 1C x 120mm2 XLPE/PVC/SWA/PVC | 34.33 | m | Material
33 | 3001000m | 1C x 150mm2 XLPE/PVC/SWA/PVC | 42.23 | m | Material
34 | 3001000n | 1C x 185mm2 XLPE/PVC/SWA/PVC | 1 | m | Material
35 | 3001000o | 1C x 240mm2 XLPE/PVC/SWA/PVC | 1 | m | Material
36 | 3001000p | 1C x 300mm2 XLPE/PVC/SWA/PVC | 87.02 | m | Material
37 | 3001003a | 2C x 2.5mm2 XLPE/PVC/SWA/PVC | 0.6 | m | Material | test
38 | 3001003b | 2C x 4mm2 XLPE/PVC/SWA/PVC | 5.27 | m | Material | test
39 | 3001003c | 2C x 6mm2 XLPE/PVC/SWA/PVC | 6.7 | m | Material
40 | 3001003d | 2C x 10mm2 XLPE/PVC/SWA/PVC | 9.93 | m | Material
41 | 3001003e | 2C x 16mm2 XLPE/PVC/SWA/PVC | 12.86 | m | Material
42 | 3001003f | 2C x 25mm2 XLPE/PVC/SWA/PVC | 18.9 | m | Material
43 | 3001003h | 2C x 35mm2 XLPE/PVC/SWA/PVC | 1 | m | Material
44 | 3001003i | 2C x 50mm2 XLPE/PVC/SWA/PVC | 1 | m | Material
45 | 3001003j | 2C x 70mm2 XLPE/PVC/SWA/PVC | 1 | m | Material
46 | 3001003k | 2C x 120mm2 XLPE/PVC/SWA/PVC | 1 | m | Material
47 | 3001005a | 3C x 2.5mm2 XLPE/PVC/SWA/PVC | 1.2 | m | Material
48 | 3001005b | 3C x 4mm2 XLPE/PVC/SWA/PVC | 6.62 | m | Material
49 | 3001005c | 3C x 6mm2 XLPE/PVC/SWA/PVC | 8.63 | m | Material
50 | 3001005d | 3C x 10mm2 XLPE/PVC/SWA/PVC | 13.63 | m | Material
51 | 3001005e | 3C x 16mm2 XLPE/PVC/SWA/PVC | 17.44 | m | Material
52 | 3001005f | 3C x 25mm2 XLPE/PVC/SWA/PVC | 26.51 | m | Material
53 | 3001005g | 3C x 35mm2 XLPE/PVC/SWA/PVC | 1 | m | Material
54 | 3001005h | 3C x 50mm2 XLPE/PVC/SWA/PVC | 1 | m | Material
55 | 3001005i | 3C x 70mm2 XLPE/PVC/SWA/PVC | 1 | m | Material
56 | 3001005j | 3C x 95mm2 XLPE/PVC/SWA/PVC | 1 | m | Material
57 | 3001005k | 3C x 120mm2 XLPE/PVC/SWA/PVC | 1 | m | Material
58 | 3001005l | 3C x 185mm2 XLPE/PVC/SWA/PVC | 1 | m | Material
59 | 3001007a | 4C x 2.5mm2 XLPE/PVC/SWA/PVC | 4 | m | Material
60 | 3001007b | 4C x 4mm2 XLPE/PVC/SWA/PVC | 8.11 | m | Material
61 | 3001007c | 4C x 6mm2 XLPE/PVC/SWA/PVC | 10.82 | m | Material
62 | 3001007d | 4C x 10mm2 XLPE/PVC/SWA/PVC | 17.12 | m | Material
63 | 3001007e | 4C x 16mm2 XLPE/PVC/SWA/PVC | 22.22 | m | Material
64 | 3001007f | 4C x 25mm2 XLPE/PVC/SWA/PVC | 33.3 | m | Material
65 | 3001007g | 4C x 35mm2 XLPE/PVC/SWA/PVC | 44.32 | m | Material
66 | 3001007h | 4C x 50mm2 XLPE/PVC/SWA/PVC | 56.09 | m | Material
67 | 3001007i | 4C x 70mm2 XLPE/PVC/SWA/PVC | 79.46 | m | Material
68 | 3001007j | 4C x 95mm2 XLPE/PVC/SWA/PVC | 108.15 | m | Material
69 | 3001007k | 4C x 120mm2 XLPE/PVC/SWA/PVC | 136.4 | m | Material
70 | 3001007l | 4C x 150mm2 XLPE/PVC/SWA/PVC | 166.46 | m | Material
71 | 3001007m | 4C x 185mm2 XLPE/PVC/SWA/PVC | 206.87 | m | Material
72 | 3001007n | 4C x 240mm2 XLPE/PVC/SWA/PVC | 272.11 | m | Material
73 | 3001007o | 4C x 300mm2 XLPE/PVC/SWA/PVC | 334.75 | m | Material
74 | 3001010a | 1C x 2.5mm2 XLPE/LSZH/SWA/LSZH - BS 6387 | 2.37 | m | Material
75 | 3001010b | 1C x 4mm2 XLPE/LSZH/SWA/LSZH - BS 6387 | 3.2 | m | Material
76 | 3001010c | 1C x 6mm2 XLPE/LSZH/SWA/LSZH - BS 6387 | 4.16 | m | Material
77 | 3001010d | 1C x 10mm2 XLPE/LSZH/SWA/LSZH - BS 6387 | 6.7 | m | Material
78 | 3001010e | 1C x 16mm2 XLPE/LSZH/SWA/LSZH - BS 6387 | 10.12 | m | Material
79 | 3001010f | 1C x 25mm2 XLPE/LSZH/SWA/LSZH - BS 6387 | 17.43 | m | Material
80 | 3001010g | 1C x 35mm2 XLPE/LSZH/SWA/LSZH - BS 6387 | 22.82 | m | Material
81 | 3001010h | 1C x 50mm2 XLPE/LSZH/SWA/LSZH - BS 6387 | 29.76 | m | Material
82 | 3001010i | 1C x 70mm2 XLPE/LSZH/SWA/LSZH - BS 6387 | 40.99 | m | Material
83 | 3001010j | 1C x 95mm2 XLPE/LSZH/SWA/LSZH - BS 6387 | 54.96 | m | Material
84 | 3001010k | 1C x 120mm2 XLPE/LSZH/SWA/LSZH - BS 6387 | 63.22 | m | Material
85 | 3001010l | 1C x 150mm2 XLPE/LSZH/SWA/LSZH - BS 6387 | 77.28 | m | Material
86 | 3001010m | 1C x 185mm2 XLPE/LSZH/SWA/LSZH - BS 6387 | 1 | m | Material
87 | 3001010n | 1C x 240mm2 XLPE/LSZH/SWA/LSZH - BS 6387 | 1 | m | Material
88 | 3001010o | 1C x 300mm2 XLPE/LSZH/SWA/LSZH - BS 6387 | 1 | m | Material
89 | 3001010p | 1C x 500mm2 XLPE/LSZH/SWA/LSZH - BS 6387 | 1 | m | Material
90 | 3001010q | 1C x 630mm2 XLPE/LSZH/SWA/LSZH - BS 6387 | 1 | m | Material
91 | 3001011a | 2C x 2.5mm2 XLPE/LSZH/SWA/LSZH - BS 6387 | 0 | m | Material
92 | 3001011b | 2C x 4mm2 XLPE/LSZH/SWA/LSZH - BS 6387 | 10.26 | m | Material
93 | 3001011c | 2C x 6mm2 XLPE/LSZH/SWA/LSZH - BS 6387 | 0 | m | Material
94 | 3001011d | 2C x 10mm2 XLPE/LSZH/SWA/LSZH - BS 6387 | 0 | m | Material
95 | 3001011e | 2C x 16mm2 XLPE/LSZH/SWA/LSZH - BS 6387 | 0 | m | Material
96 | 3001011f | 2C x 25mm2 XLPE/LSZH/SWA/LSZH - BS 6387 | 0 | m | Material
97 | 3001011g | 2C x 35mm2 XLPE/LSZH/SWA/LSZH - BS 6387 | 0 | m | Material
98 | 3001011h | 2C x 50mm2 XLPE/LSZH/SWA/LSZH - BS 6387 | 0 | m | Material
99 | 3001011i | 2C x 70mm2 XLPE/LSZH/SWA/LSZH - BS 6387 | 0 | m | Material
100 | 3001011j | 2C x 95mm2 XLPE/LSZH/SWA/LSZH - BS 6387 | 0 | m | Material
101 | 3001011k | 2C x 120mm2 XLPE/LSZH/SWA/LSZH - BS 6387 | 0 | m | Material
102 | 3001011l | 2C x 150mm2 XLPE/LSZH/SWA/LSZH - BS 6387 | 0 | m | Material
103 | 3001011m | 2C x 185mm2 XLPE/LSZH/SWA/LSZH - BS 6387 | 0 | m | Material
104 | 3001011n | 2C x 240mm2 XLPE/LSZH/SWA/LSZH - BS 6387 | 0 | m | Material
105 | 3001011o | 2C x 300mm2 XLPE/LSZH/SWA/LSZH - BS 6387 | 0 | m | Material
106 | 3001014a | 3C x 2.5mm2 XLPE/LSZH/SWA/LSZH - BS 6387 | 0 | m | Material
107 | 3001014b | 3C x 4mm2 XLPE/LSZH/SWA/LSZH - BS 6387 | 8.37 | m | Material
108 | 3001014c | 3C x 6mm2 XLPE/LSZH/SWA/LSZH - BS 6387 | 0 | m | Material
109 | 3001014d | 3C x 10mm2 XLPE/LSZH/SWA/LSZH - BS 6387 | 16.1 | m | Material
110 | 3001014e | 2C x 16mm2 XLPE/LSZH/SWA/LSZH - BS 6387 | 19.38 | m | Material
111 | 3001014f | 2C x 25mm2 XLPE/LSZH/SWA/LSZH - BS 6387 | 28.55 | m | Material
112 | 3001014g | 2C x 35mm2 XLPE/LSZH/SWA/LSZH - BS 6387 | 37.72 | m | Material
113 | 3001014h | 2C x 50mm2 XLPE/LSZH/SWA/LSZH - BS 6387 | 0 | m | Material
114 | 3001014i | 2C x 70mm2 XLPE/LSZH/SWA/LSZH - BS 6387 | 0 | m | Material
115 | 3001014j | 2C x 95mm2 XLPE/LSZH/SWA/LSZH - BS 6387 | 0 | m | Material
116 | 3001014k | 2C x 120mm2 XLPE/LSZH/SWA/LSZH - BS 6387 | 0 | m | Material
117 | 3001014l | 2C x 150mm2 XLPE/LSZH/SWA/LSZH - BS 6387 | 0 | m | Material
118 | 3001014m | 2C x 185mm2 XLPE/LSZH/SWA/LSZH - BS 6387 | 0 | m | Material
119 | 3001014n | 2C x 240mm2 XLPE/LSZH/SWA/LSZH - BS 6387 | 0 | m | Material
120 | 3001014o | 2C x 300mm2 XLPE/LSZH/SWA/LSZH - BS 6387 | 0 | m | Material
121 | 3001016a | 4C x 2.5mm2 XLPE/LSZH/SWA/LSZH - BS 6387 | 12.05 | m | Material
122 | 3001016b | 4C x 4mm2 XLPE/LSZH/SWA/LSZH - BS 6387 | 16.36 | m | Material
123 | 3001016c | 4C x 6mm2 XLPE/LSZH/SWA/LSZH - BS 6387 | 23.08 | m | Material
124 | 3001016d | 4C x 10mm2 XLPE/LSZH/SWA/LSZH - BS 6387 | 32.09 | m | Material
125 | 3001016e | 4C x 16mm2 XLPE/LSZH/SWA/LSZH - BS 6387 | 39.45 | m | Material
126 | 3001016f | 4C x 25mm2 XLPE/LSZH/SWA/LSZH - BS 6387 | 62.48 | m | Material
127 | 3001016g | 4C x 35mm2 XLPE/LSZH/SWA/LSZH - BS 6387 | 76.17 | m | Material
128 | 3001016h | 4C x 50mm2 XLPE/LSZH/SWA/LSZH - BS 6387 | 89.61 | m | Material
129 | 3001016i | 4C x 70mm2 XLPE/LSZH/SWA/LSZH - BS 6387 | 133.29 | m | Material
130 | 3001016j | 4C x 95mm2 XLPE/LSZH/SWA/LSZH - BS 6387 | 166.86 | m | Material
131 | 3001016k | 4C x 120mm2 XLPE/LSZH/SWA/LSZH - BS 6387 | 208.72 | m | Material
132 | 3001016l | 4C x 150mm2 XLPE/LSZH/SWA/LSZH - BS 6387 | 253.34 | m | Material
133 | 3001016m | 4C x 185mm2 XLPE/LSZH/SWA/LSZH - BS 6387 | 313.95 | m | Material
134 | 3001016n | 4C x 240mm2 XLPE/LSZH/SWA/LSZH - BS 6387 | 402.2 | m | Material
135 | 3001016o | 4C x 300mm2 XLPE/LSZH/SWA/LSZH - BS 6387 | 498.96 | m | Material
136 | 3001016p | 4C x 400mm2 XLPE/LSZH/SWA/LSZH - BS 6387 | 699.57 | m | Material
137 | 3001020a | 1C x 2.5mm2 FR CABLE | 0 | m | Material
138 | 3001020b | 1C x 4mm2 FR CABLE | 3.66 | m | Material
139 | 3001020c | 1C x 6mm2 FR CABLE | 4.5 | m | Material
140 | 3001020d | 1C x 10mm2 FR CABLE | 6.63 | m | Material
141 | 3001020e | 1C x 16mm2 FR CABLE | 8.49 | m | Material
142 | 3001020f | 1C x 25mm2 FR CABLE | 11.42 | m | Material
143 | 3001020g | 1C x 35mm2 FR CABLE | 15.69 | m | Material
144 | 3001020h | 1C x 50mm2 FR CABLE | 22.84 | m | Material
145 | 3001020i | 1C x 70mm2 FR CABLE | 26.4 | m | Material
146 | 3001020j | 1C x 95mm2 FR CABLE | 34.77 | m | Material
147 | 3001020k | 1C x 120mm2 FR CABLE | 40.67 | m | Material
148 | 3001020l | 1C x 150mm2 FR CABLE | 50.53 | m | Material
149 | 3001020m | 1C x 185mm2 FR CABLE | 1 | m | Material
150 | 3001020n | 1C x 240mm2 FR CABLE | 1 | m | Material
151 | 3001020o | 1C x 300mm2 FR CABLE | 1 | m | Material
152 | 3001021a | 2C x 2.5mm2 FR CABLE | 0 | m | Material
153 | 3001021b | 2C x 4mm2 FR CABLE | 0 | m | Material
154 | 3001021c | 2C x 6mm2 FR CABLE | 0 | m | Material
155 | 3001021d | 2C x 10mm2 FR CABLE | 0 | m | Material
156 | 3001021e | 2C x 16mm2 FR CABLE | 0 | m | Material
157 | 3001021f | 2C x 25mm2 FR CABLE | 0 | m | Material
158 | 3001021g | 2C x 35mm2 FR CABLE | 0 | m | Material
159 | 3001021h | 2C x 50mm2 FR CABLE | 0 | m | Material
160 | 3001021i | 2C x 70mm2 FR CABLE | 0 | m | Material
161 | 3001021j | 2C x 95mm2 FR CABLE | 0 | m | Material
162 | 3001021k | 2C x 120mm2 FR CABLE | 0 | m | Material
163 | 3001021l | 2C x 150mm2 FR CABLE | 0 | m | Material
164 | 3001021m | 2C x 185mm2 FR CABLE | 0 | m | Material
165 | 3001021n | 2C x 240mm2 FR CABLE | 0 | m | Material
166 | 3001021o | 2C x 300mm2 FR CABLE | 0 | m | Material
167 | 3001022a | 3C x 2.5mm2 FR CABLE | 0 | m | Material
168 | 3001022b | 3C x 4mm2 FR CABLE | 13.04 | m | Material
169 | 3001022c | 3C x 6mm2 FR CABLE | 16.24 | m | Material
170 | 3001022d | 3C x 10mm2 FR CABLE | 23.31 | m | Material
171 | 3001022e | 3C x 16mm2 FR CABLE | 0 | m | Material
172 | 3001022f | 3C x 25mm2 FR CABLE | 0 | m | Material
173 | 3001022g | 3C x 35mm2 FR CABLE | 0 | m | Material
174 | 3001022h | 3C x 50mm2 FR CABLE | 0 | m | Material
175 | 3001022i | 3C x 70mm2 FR CABLE | 0 | m | Material
176 | 3001022j | 3C x 95mm2 FR CABLE | 0 | m | Material
177 | 3001022k | 3C x 120mm2 FR CABLE | 0 | m | Material
178 | 3001022l | 3C x 150mm2 FR CABLE | 0 | m | Material
179 | 3001022m | 3C x 185mm2 FR CABLE | 0 | m | Material
180 | 3001022n | 3C x 240mm2 FR CABLE | 0 | m | Material
181 | 3001022o | 3C x 300mm2 FR CABLE | 0 | m | Material
182 | 3001023a | 4C x 2.5mm2 FR CABLE | 0 | m | Material
183 | 3001023b | 4C x 4mm2 FR CABLE | 16.22 | m | Material
184 | 3001023c | 4C x 6mm2 FR CABLE | 20.81 | m | Material
185 | 3001023d | 4C x 10mm2 FR CABLE | 28.85 | m | Material
186 | 3001023e | 4C x 16mm2 FR CABLE | 34.23 | m | Material
187 | 3001023f | 4C x 25mm2 FR CABLE | 49.58 | m | Material
188 | 3001023g | 4C x 35mm2 FR CABLE | 63.77 | m | Material
189 | 3001023h | 4C x 50mm2 FR CABLE | 76.66 | m | Material
190 | 3001023i | 4C x 70mm2 FR CABLE | 107.12 | m | Material
191 | 3001023j | 4C x 95mm2 FR CABLE | 142.83 | m | Material
192 | 3001023k | 4C x 120mm2 FR CABLE | 178.13 | m | Material
193 | 3001023l | 4C x 150mm2 FR CABLE | 214.81 | m | Material
194 | 3001023m | 4C x 185mm2 FR CABLE | 265.31 | m | Material
195 | 3001023n | 4C x 240mm2 FR CABLE | 343.02 | m | Material
196 | 3001023o | 4C x 300mm2 FR CABLE | 422.74 | m | Material
197 | 3001030a | 1C x 2.5mm2 XLPE/LSZH/SWA/LSZH - BS 6724 | 0.87 | m | Material
198 | 3001030b | 1C x 4mm2 XLPE/LSZH/SWA/LSZH - BS 6724 | 1.31 | m | Material
199 | 3001030c | 1C x 6mm2 XLPE/LSZH/SWA/LSZH - BS 6724 | 1.91 | m | Material
200 | 3001030d | 1C x 10mm2 XLPE/LSZH/SWA/LSZH - BS 6724 | 3.17 | m | Material
201 | 3001030e | 1C x 16mm2 XLPE/LSZH/SWA/LSZH - BS 6724 | 5.05 | m | Material
202 | 3001030f | 1C x 25mm2 XLPE/LSZH/SWA/LSZH - BS 6724 | 7.99 | m | Material
203 | 3001030g | 1C x 35mm2 XLPE/LSZH/SWA/LSZH - BS 6724 | 10.89 | m | Material
204 | 3001030h | 1C x 50mm2 XLPE/LSZH/SWA/LSZH - BS 6724 | 14.67 | m | Material
205 | 3001030i | 1C x 70mm2 XLPE/LSZH/SWA/LSZH - BS 6724 | 20.85 | m | Material
206 | 3001030j | 1C x 95mm2 XLPE/LSZH/SWA/LSZH - BS 6724 | 28.79 | m | Material
207 | 3001030k | 1C x 120mm2 XLPE/LSZH/SWA/LSZH - BS 6724 | 35.99 | m | Material
208 | 3001030l | 1C x 150mm2 XLPE/LSZH/SWA/LSZH - BS 6724 | 44.03 | m | Material
209 | 3001030m | 1C x 185mm2 XLPE/LSZH/SWA/LSZH - BS 6724 | 65 | m | Material
210 | 3001030n | 1C x 240mm2 XLPE/LSZH/SWA/LSZH - BS 6724 | 73.4 | m | Material
211 | 3001030o | 1C x 300mm2 XLPE/LSZH/SWA/LSZH - BS 6724 | 91.01 | m | Material
212 | 3001030p | 1C x 500mm2 XLPE/LSZH/SWA/LSZH - BS 6724 | 1 | m | Material
213 | 3001030q | 1C x 630mm2 XLPE/LSZH/SWA/LSZH - BS 6724 | 1 | m | Material
214 | 3001031a | 2C x 2.5mm2 XLPE/LSZH/SWA/LSZH - BS 6724 | 0 | m | Material
215 | 3001031b | 2C x 4mm2 XLPE/LSZH/SWA/LSZH - BS 6724 | 0 | m | Material
216 | 3001031c | 2C x 6mm2 XLPE/LSZH/SWA/LSZH - BS 6724 | 0 | m | Material
217 | 3001031d | 2C x 10mm2 XLPE/LSZH/SWA/LSZH - BS 6724 | 0 | m | Material
218 | 3001031e | 2C x 16mm2 XLPE/LSZH/SWA/LSZH - BS 6724 | 0 | m | Material
219 | 3001031f | 2C x 25mm2 XLPE/LSZH/SWA/LSZH - BS 6724 | 0 | m | Material
220 | 3001031g | 2C x 35mm2 XLPE/LSZH/SWA/LSZH - BS 6724 | 0 | m | Material
221 | 3001031h | 2C x 50mm2 XLPE/LSZH/SWA/LSZH - BS 6724 | 0 | m | Material
222 | 3001031i | 2C x 70mm2 XLPE/LSZH/SWA/LSZH - BS 6724 | 0 | m | Material
223 | 3001031j | 2C x 95mm2 XLPE/LSZH/SWA/LSZH - BS 6724 | 0 | m | Material
224 | 3001031k | 2C x 120mm2 XLPE/LSZH/SWA/LSZH - BS 6724 | 0 | m | Material
225 | 3001031l | 2C x 150mm2 XLPE/LSZH/SWA/LSZH - BS 6724 | 0 | m | Material
226 | 3001031m | 2C x 185mm2 XLPE/LSZH/SWA/LSZH - BS 6724 | 0 | m | Material
227 | 3001031n | 2C x 240mm2 XLPE/LSZH/SWA/LSZH - BS 6724 | 0 | m | Material
228 | 3001031o | 2C x 300mm2 XLPE/LSZH/SWA/LSZH - BS 6724 | 0 | m | Material
229 | 3001034a | 3C x 2.5mm2 XLPE/LSZH/SWA/LSZH - BS 6724 | 0 | m | Material
230 | 3001034b | 3C x 4mm2 XLPE/LSZH/SWA/LSZH - BS 6724 | 0 | m | Material
231 | 3001034c | 3C x 6mm2 XLPE/LSZH/SWA/LSZH - BS 6724 | 0 | m | Material
232 | 3001034d | 3C x 10mm2 XLPE/LSZH/SWA/LSZH - BS 6724 | 0 | m | Material
233 | 3001034e | 2C x 16mm2 XLPE/LSZH/SWA/LSZH - BS 6724 | 0 | m | Material
234 | 3001034f | 2C x 25mm2 XLPE/LSZH/SWA/LSZH - BS 6724 | 0 | m | Material
235 | 3001034g | 2C x 35mm2 XLPE/LSZH/SWA/LSZH - BS 6724 | 0 | m | Material
236 | 3001034h | 2C x 50mm2 XLPE/LSZH/SWA/LSZH - BS 6724 | 0 | m | Material
237 | 3001034i | 2C x 70mm2 XLPE/LSZH/SWA/LSZH - BS 6724 | 0 | m | Material
238 | 3001034j | 2C x 95mm2 XLPE/LSZH/SWA/LSZH - BS 6724 | 0 | m | Material
239 | 3001034k | 2C x 120mm2 XLPE/LSZH/SWA/LSZH - BS 6724 | 0 | m | Material
240 | 3001034l | 2C x 150mm2 XLPE/LSZH/SWA/LSZH - BS 6724 | 0 | m | Material
241 | 3001034m | 2C x 185mm2 XLPE/LSZH/SWA/LSZH - BS 6724 | 0 | m | Material
242 | 3001034n | 2C x 240mm2 XLPE/LSZH/SWA/LSZH - BS 6724 | 0 | m | Material
243 | 3001034o | 2C x 300mm2 XLPE/LSZH/SWA/LSZH - BS 6724 | 0 | m | Material
244 | 3001036a | 4C x 2.5mm2 XLPE/LSZH/SWA/LSZH - BS 6724 | 0 | m | Material
245 | 3001036b | 4C x 4mm2 XLPE/LSZH/SWA/LSZH - BS 6724 | 9.35 | m | Material
246 | 3001036c | 4C x 6mm2 XLPE/LSZH/SWA/LSZH - BS 6724 | 13.62 | m | Material
247 | 3001036d | 4C x 10mm2 XLPE/LSZH/SWA/LSZH - BS 6724 | 21.12 | m | Material
248 | 3001036e | 4C x 16mm2 XLPE/LSZH/SWA/LSZH - BS 6724 | 25.25 | m | Material
249 | 3001036f | 4C x 25mm2 XLPE/LSZH/SWA/LSZH - BS 6724 | 38.58 | m | Material
250 | 3001036g | 4C x 35mm2 XLPE/LSZH/SWA/LSZH - BS 6724 | 51.59 | m | Material
251 | 3001036h | 4C x 50mm2 XLPE/LSZH/SWA/LSZH - BS 6724 | 63.4 | m | Material
252 | 3001036i | 4C x 70mm2 XLPE/LSZH/SWA/LSZH - BS 6724 | 89.89 | m | Material
253 | 3001036j | 4C x 95mm2 XLPE/LSZH/SWA/LSZH - BS 6724 | 122.38 | m | Material
254 | 3001036k | 4C x 120mm2 XLPE/LSZH/SWA/LSZH - BS 6724 | 153.34 | m | Material
255 | 3001036l | 4C x 150mm2 XLPE/LSZH/SWA/LSZH - BS 6724 | 186.31 | m | Material
256 | 3001036m | 4C x 185mm2 XLPE/LSZH/SWA/LSZH - BS 6724 | 233.82 | m | Material
257 | 3001036n | 4C x 240mm2 XLPE/LSZH/SWA/LSZH - BS 6724 | 303.15 | m | Material
258 | 3001036o | 4C x 300mm2 XLPE/LSZH/SWA/LSZH - BS 6724 | 377.35 | m | Material
259 | 3001036p | 4C x 400mm2 XLPE/LSZH/SWA/LSZH - BS 6724 | 484.11 | m | Material
260 | 30012a | 3C x 95mm2 XLPE/LSZH/SWA/LSZH | 138.27 | m | Material
261 | 30012b | 3C x 120mm2 XLPE/LSZH/SWA/LSZH | 160.39 | m | Material
262 | 30012c | 3C x 240mm2 XLPE/LSZH/SWA/LSZH | 255.34 | m | Material
263 | 30012d | 3C x 300mm2 XLPE/LSZH/SWA/LSZH | 316.66 | m | Material
264 | 30013a | 3C x 95mm2 XLPE/PVC/SWA/PVC | 0 | m | Material
265 | 30013b | 3C x 120mm2 XLPE/PVC/SWA/PVC | 0 | m | Material
266 | 30013c | 3C x 240mm2 XLPE/PVC/SWA/PVC | 0 | m | Material
267 | 30013d | 3C x 300mm2 XLPE/PVC/SWA/PVC | 0 | m | Material
268 | 30014a | 3C x 95mm2 FR CABLE | 0 | m | Material
269 | 30014b | 3C x 120mm2 FR CABLE | 0 | m | Material
270 | 30014c | 3C x 240mm2 FR CABLE | 0 | m | Material
271 | 30014d | 3C x 300mm2 FR CABLE | 0 | m | Material
272 | 30016a | 1C x 630mm2 XLPE/PVC/AWA/PVC | 0 | m | Material
273 | 30017a | 1C x 630mm2 XLPE/LSZH/AWA/LSZH | 177.55 | m | Material
274 | 30018a | 1C x 630mm2 FR CABLE | 0 | m | Material
275 | 30019a | 3C x 120mm2 DSTA/XLPE/CU/PVC | 203.96 | m | Material
276 | 30019b | 3C x 300mm2 DSTA/XLPE/CU/PVC | 338.24 | m | Material
277 | 300200Aa | Isolator 10A TPN Aluminium Enclosure | 190 | no | Material
278 | 300200Ab | Isolator 16A TPN Aluminium Enclosure | 190 | no | Material
279 | 300200Ac | Isolator 20A TPN Aluminium Enclosure | 190 | no | Material
280 | 300200Ad | Isolator 25A TPN Aluminium Enclosure | 206 | no | Material
281 | 300200Ae | Isolator 32A TPN Aluminium Enclosure | 235 | no | Material
282 | 300200Af | Isolator 40A TPN Aluminium Enclosure | 247 | no | Material
283 | 300200Ag | Isolator 50A TPN Aluminium Enclosure | 380 | no | Material
284 | 300200Ah | Isolator 63A TPN Aluminium Enclosure | 488 | no | Material
285 | 300200Ai | Isolator 80A TPN Aluminium Enclosure | 860 | no | Material
286 | 300200Aj | Isolator 100A TPN Aluminium Enclosure | 1308 | no | Material
287 | 300200Ak | Isolator 125A TPN Aluminium Enclosure | 1486 | no | Material
288 | 300200Al | Isolator 160A TPN Sheet Steel Enclosure | 1616 | no | Material
289 | 300200Am | Isolator 200A TPN Sheet Steel Enclosure | 1698 | no | Material
290 | 300200An | Isolator 250A TPN Sheet Steel Enclosure | 1933 | no | Material
291 | 300200Ao | Isolator 315A TPN Sheet Steel Enclosure | 2100 | no | Material
292 | 300200Ap | Isolator 350A TPN Sheet Steel Enclosure | 2150 | no | Material
293 | 300200Aq | Isolator 400A TPN Sheet Steel Enclosure | 2222 | no | Material
294 | 300200Ar | Isolator 500A TPN Sheet Steel Enclosure | 2800 | no | Material
295 | 300200As | Isolator 630A TPN Sheet Steel Enclosure | 3217 | no | Material
296 | 300200At | Isolator 800A TPN Sheet Steel Enclosure | 5056 | no | Material
297 | 300200Au | Isolator 1000A TPN Sheet Steel Enclosure | 7584 | no | Material
298 | 300200Av | Isolator 1250A TPN Sheet Steel Enclosure | 1 | no | Material
299 | 300200Aw | Isolator 1600A TPN Sheet Steel Enclosure | 1 | no | Material
300 | 300200Ax | Isolator 2000A TPN Sheet Steel Enclosure | 1 | no | Material
301 | 300200Ay | Isolator 2500A TPN Sheet Steel Enclosure | 1 | no | Material
302 | 300200Az | Isolator 4000A TPN Sheet Steel Enclosure | 1 | no | Material
303 | 300200Ba | Isolator 10A DP Aluminium Enclosure | 100 | no | Material
304 | 300200Bb | Isolator 16A DP Aluminium Enclosure | 100 | no | Material
305 | 300200Bc | Isolator 20A DP Aluminium Enclosure | 100 | no | Material
306 | 300200Bd | Isolator 25A DP Aluminium Enclosure | 124.77 | no | Material
307 | 300200Be | Isolator 32A DP Aluminium Enclosure | 125.67 | no | Material
308 | 300200Bf | Isolator 40A DP Aluminium Enclosure | 125.67 | no | Material
309 | 300200Bg | Isolator 40A 6P Aluminium Enclosure | 513.28 | no | Material
310 | 300200Ca | Isolator 10A DP Polycarbonate Enclosure | 35 | no | Material
311 | 300200Cb | Isolator 16A DP Polycarbonate Enclosure | 40 | no | Material
312 | 300200Cc | Isolator 20A DP Polycarbonate Enclosure | 50 | no | Material
313 | 300200Cd | Isolator 25A DP Polycarbonate Enclosure | 64.94 | no | Material
314 | 300200Ce | Isolator 32A DP Polycarbonate Enclosure | 70 | no | Material
315 | 300200Cf | Isolator 40A DP Polycarbonate Enclosure | 75.56 | no | Material
316 | 300200Cg | Isolator 63A DP Polycarbonate Enclosure | 163.56 | no | Material
317 | 300200Da | Isolator 10A TPN Polycarbonate Enclosure | 60.17 | no | Material
318 | 300200Db | Isolator 16A TPN Polycarbonate Enclosure | 64.16 | no | Material
319 | 300200Dc | Isolator 20A TPN Polycarbonate Enclosure | 66 | no | Material
320 | 300200Dd | Isolator 25A TPN Polycarbonate Enclosure | 68.16 | no | Material
321 | 300200De | Isolator 32A TPN Polycarbonate Enclosure | 74 | no | Material
322 | 300200Df | Isolator 40A TPN Polycarbonate Enclosure | 78.79 | no | Material
323 | 300200Dg | Isolator 63A TPN Polycarbonate Enclosure | 166.78 | no | Material
324 | 300200Dh | Isolator 80A TPN Polycarbonate Enclosure | 200 | no | Material
325 | 300200Di | Isolator 100A TPN Polycarbonate Enclosur | 336.59 | no | Material
326 | 300200Dj | Isolator 125A TPN Polycarbonate Enclosur | 400 | no | Material
327 | 300200Dk | Isolator 135A TPN Polycarbonate Enclosur | 529.72 | no | Material
328 | 300200Dl | Isolator 160A TPN Polycarbonate Enclosur | 570 | no | Material
329 | 300200Dm | Isolator 200A TPN Polycarbonate Enclosur | 610.96 | no | Material
330 | 300200Dn | Isolator 250A TPN Polycarbonate Enclosur | 650 | no | Material
331 | 300201A | 1G-1W Switch (Brushed Stainless Steel) | 53.9 | no | Material
332 | 300201B | 1G-2W Switch (Brushed Stainless Steel) | 59.5 | no | Material
333 | 300201C | 2G-1W Switch (Brushed Stainless Steel) | 70.7 | no | Material
334 | 300201D | 2G-2W Switch (Brushed Stainless Steel) | 81.9 | no | Material
335 | 300201E | 3G-1W Switch (Brushed Stainless Steel) | 138.6 | no | Material
336 | 300201F | 3G-2W Switch (Brushed Stainless Steel) | 138.6 | no | Material
337 | 300201G | 4G-1W Switch (Brushed Stainless Steel) | 210 | no | Material
338 | 300201H | 4G-2W Switch (Brushed Stainless Steel) | 230 | no | Material
339 | 300201P | Intermediate Switch (Brushed SS) | 87.5 | no | Material
340 | 300201Q | Grid Switch (Brushed Stainless Steel) | 332.78 | no | Material
341 | 300202A | 1G-1W Switch (Metal Clad) | 44.1 | no | Material
342 | 300202B | 1G-2W Switch (Metal Clad) | 44.4 | no | Material
343 | 300202C | 2G-1W Switch (Metal Clad) | 59.5 | no | Material
344 | 300202D | 2G-2W Switch (Metal Clad) | 59.5 | no | Material
345 | 300202E | 3G-1W Switch (Metal Clad) | 69.3 | no | Material
346 | 300202F | 3G-2W Switch (Metal Clad) | 69.3 | no | Material
347 | 300202G | 4G-1W Switch (Metal Clad) | 85 | no | Material
348 | 300202H | 4G-2W Switch (Metal Clad) | 85 | no | Material
349 | 300202P | Intermediate Switch (Metal Clad) | 63.7 | no | Material
350 | 300202Q | Grid Switch (Metal Clad) | 210.98 | no | Material
351 | 300203A | 1G-1W Switch (White Plastic) | 9.45 | no | Material
352 | 300203B | 1G-2W Switch (White Plastic) | 13.48 | no | Material
353 | 300203C | 2G-1W Switch (White Plastic) | 14.53 | no | Material
354 | 300203D | 2G-2W Switch (White Plastic) | 16.45 | no | Material
355 | 300203E | 3G-1W Switch (White Plastic) | 21 | no | Material
356 | 300203F | 3G-2W Switch (White Plastic) | 22.4 | no | Material
357 | 300203G | 4G-1W Switch (White Plastic) | 32 | no | Material
358 | 300203H | 4G-2W Switch (White Plastic) | 41 | no | Material
359 | 300203P | Intermediate Switch (White Plastic) | 19.5 | no | Material
360 | 300203Q | Grid Switch (White Plastic) | 190.68 | no | Material
361 | 300204A | 1G-1W Switch (Screwless) | 43.3 | no | Material
362 | 300204B | 1G-2W Switch (Screwless) | 52.1 | no | Material
363 | 300204C | 2G-1W Switch (Screwless) | 68.8 | no | Material
364 | 300204D | 2G-2W Switch (Screwless) | 86.4 | no | Material
365 | 300204E | 3G-1W Switch (Screwless) | 104.4 | no | Material
366 | 300204F | 3G-2W Switch (Screwless) | 130 | no | Material
367 | 300204G | 4G-1W Switch (Screwless) | 120 | no | Material
368 | 300204H | 4G-2W Switch (Screwless) | 160 | no | Material
369 | 300204P | Intermediate Switch (Screwless) | 157.84 | no | Material
370 | 300204Q | Grid Switch (Screwless) | 157.84 | no | Material
371 | 300205A | 1G-1W Switch (Weather Proof) | 46.9 | no | Material
372 | 300205B | 1G-2W Switch (Weather Proof) | 46.9 | no | Material
373 | 300205C | 2G-1W Switch (Weather Proof) | 56 | no | Material
374 | 300205D | 2G-2W Switch (Weather Proof) | 56 | no | Material
375 | 300205E | 3G-1W Switch (Weather Proof) | 70 | no | Material
376 | 300205F | 3G-2W Switch (Weather Proof) | 70 | no | Material
377 | 300205G | 4G-1W Switch (Weather Proof) | 120 | no | Material
378 | 300205H | 4G-2W Switch (Weather Proof) | 120 | no | Material
379 | 300205P | Intermediate Switch (Weather Proof) | 119 | no | Material
380 | 300205Q | Grid Switch (Weather Proof) | 119 | no | Material
381 | 300211A | 13A Single Switch Socket (Brushed SS) | 101.5 | no | Material
382 | 300211B | 13A Twin Switched Socket (Brushed SS) | 166.6 | no | Material
383 | 300211C | 15A Switched Socket (Brushed SS) | 111.3 | no | Material
384 | 300211D | 20A DP Switch with neon indicator (SS) | 63.7 | no | Material
385 | 300211E | 20A flex outlet (Brushed SS) | 1 | no | Material
386 | 300211F | 13A unswitched fused connection unit(SS) | 126 | no | Material
387 | 300211G | 13A switched fused connection unit (SS) | 142.1 | no | Material
388 | 300211H | 13A spur outlet (Brushed SS) | 126 | no | Material
389 | 300211I | 45A DP Switch with neon indicator (SS) | 144.2 | no | Material
390 | 300211J | 45A flex outlet (SS) | 114.2 | no | Material
391 | 300211K | Shaver Socket (SS) | 337.4 | no | Material
392 | 300212A | 13A Single Switch Socket (Metal Clad) | 42.7 | no | Material
393 | 300212B | 13A Twin Switched Socket (Metal Clad) | 84 | no | Material
394 | 300212C | 15A Switched Socket (Metal Clad) | 78.4 | no | Material
395 | 300212D | 20A DP Switch with neon indicator (MC) | 74.2 | no | Material
396 | 300212E | 20A flex outlet (Metal Clad) | 74.2 | no | Material
397 | 300212F | 13A unswitched fused connection unit(MC) | 67.2 | no | Material
398 | 300212G | 13A switched fused connection unit (MC) | 84.7 | no | Material
399 | 300212H | 13A spur outlet (Metal Clad) | 67.2 | no | Material
400 | 300212I | 45A DP Switch with neon indicator (MC) | 121.1 | no | Material
401 | 300212J | 45A flex outlet (MC) | 121 | no | Material
402 | 300213A | 5A 1Gang Round Pin UnswitchedSocket(PVC) | 32.24 | no | Material
403 | 300213B | 13A Single Switched Socket (PVC) | 7.53 | no | Material
404 | 300213C | 13A Twin Switched Socket (PVC) | 16.45 | no | Material
405 | 300213D | 15A Switched Socket (PVC) | 12.6 | no | Material
406 | 300213E | 20A DP Switch with neon indicator (PVC) | 23.8 | no | Material
407 | 300213F | 20A flex outlet (PVC) | 10.5 | no | Material
408 | 300213G | 13A unswitched fused connection unit(PVC | 21 | no | Material
409 | 300213H | 13A switched fused connection unit (PVC) | 19.95 | no | Material
410 | 300213I | 13A spur outlet (PVC) | 21 | no | Material
411 | 300213J | 45A DP Switch with neon indicator (PVC) | 46.9 | no | Material
412 | 300213K | 45A flex outlet (PVC) | 15.4 | no | Material
413 | 300213L | Shaver Socket (PVC) | 98 | no | Material
414 | 300213M | Hand Drier Outlet (PVC) | 43 | no | Material
415 | 300215A | 13A Single Switch Socket (W/P) | 70 | no | Material
416 | 300215B | 13A Twin Switched Socket (W/P) | 175 | no | Material
417 | 300215C | 15A Switched Socket (W/P) | 87.5 | no | Material
418 | 300215D | 20A DP Switch with neon indicator (W/P) | 52.5 | no | Material
419 | 300215E | 20A flex outlet (W/P) | 212.1 | no | Material
420 | 300215F | 13A unswitched fused connection unit(WP) | 257.6 | no | Material
421 | 300215G | 13A switched fused connection unit (W/P) | 168 | no | Material
422 | 300215H | 13A spur outlet (W/P) | 257.6 | no | Material
423 | 300216A | Door Bell | 52.5 | no | Material
424 | 300216B | Door Bell Push Button (White Plastic) | 20 | no | Material
425 | 300216C | Door Bell Push Button(Brushed Stainless) | 60.9 | no | Material
426 | 300216D | Staircase Push Button(Brushed Stainless) | 60.9 | no | Material
427 | 300217A | 16A SPN - Industrial Socket Outlet | 609 | no | Material
428 | 300217B | 20A SPN - Industrial Socket Outlet | 836.5 | no | Material
429 | 300217C | 32A SPN - Industrial Socket Outlet | 836.5 | no | Material
430 | 300218A | Micro switch | 120 | no | Material
431 | 300218B | Over ride switch | 80 | no | Material
432 | 300218C | Floor Box | 480 | no | Material
433 | 300218D | Door Bell Push Button (Metal Clad) | 50.2 | no | Material
434 | 300218E | 63A SPN 3 Pole- Industrial Socket Outlet | 146.37 | no | Material
435 | 300218F | 16A TPN 5 Pole- Industrial Socket Outlet | 47.01 | no | Material
436 | 300218G | 32A TPN 5 Pole- Industrial Socket Outlet | 54.56 | no | Material
437 | 300218H | 63A TPN 5 Pole- Industrial Socket Outlet | 146.37 | no | Material
438 | 300218I | 1G-1W Switch (Grid Switch) | 18.42 | no | Material
439 | 300218J | 1G-2W Switch (Grid Switch) | 19.46 | no | Material
440 | 300218K | 2G-1W Switch (Grid Switch) | 26.16 | no | Material
441 | 300218L | 2G-2W Switch (Grid Switch) | 28.24 | no | Material
442 | 300218M | 13A Single Switched Socket (White) | 30.73 | no | Material
443 | 300218N | 13A Twin Switched Socket (White) | 47.48 | no | Material
444 | 300218O | 13A Twin Switched Socket & 2 USB Outlets | 61.79 | no | Material
445 | 300218P | 13A switched fused connection unit (Whit | 36.31 | no | Material
446 | 300218Q | 13A Twin Switched Socket & 2 USB Outlets | 82.39 | no | Material
447 | 300218R | Floor Box 4 Compartments | 573.69 | no | Material
448 | 300218S |  | 0 | no
449 | 30030000 | Bus Bar | 1 | m | Material
450 | 30030001 | Bus Bar System | 1 | sum | Material
451 | 30030002 | 1250A Bus Riser | 968 | m | Material
452 | 30030003 | 1600A Bus Riser | 1240 | m | Material
453 | 30030004 | 2000A Bus Riser | 1587 | m | Material
454 | 30030005 | 2500A Bus Riser | 1956 | m | Material
455 | 30030006 | 3200A Bus Riser | 2657 | m | Material
456 | 30030007 | 5000A Bus Riser | 4408 | m | Material
457 | 30030008 | Elbow | 1 | no | Accessories
458 | 30030009 | Flang | 1 | no | Accessories
459 | 30030010 | End Cap | 1 | no | Accessories
460 | 30030011 | Expansion Joint | 1 | no | Accessories
461 | 30030012 | Spring Hangers | 1 | no | Accessories
462 | 30030013 | 40A TAP OFF BOX | 1780 | no | Material
463 | 30030014 | 100A TAP OFF BOX | 1780 | no | Material
464 | 30030015 | 125A TAP OFF BOX | 1780 | no | Material
465 | 30030016 | 160A TAP OFF BOX | 1780 | no | Material
466 | 30030017 | 200A TAP OFF BOX | 2100 | no | Material
467 | 30030018 | 250A TAP OFF BOX | 2426 | no | Material
468 | 30030019 | 400A TAP OFF BOX | 3780 | no | Material
469 | 30030020 | 630A TAP OFF BOX | 5144 | no | Material
470 | 30030021 | 800A TAP OFF BOX | 6660 | no | Material
471 | 30030022 | 1200A TAP OFF BOX | 9560 | no | Material
472 | 30030023 |  | 0
473 | 30030024 |  | 0
474 | 30030025 |  | 0
475 | 30030026 |  | 0
476 | 30030027 |  | 0
477 | 30040000 | 1x630mm2 Cable Gland For PVC Cable | 164.91 | no | Accessories
478 | 30040001 | 4Cx300mm2 Cable Gland For PVC Cable | 325.58 | no | Accessories
479 | 30040002 | 4Cx240mm2 Cable Gland For PVC Cable | 236.52 | no | Accessories
480 | 30040003 | 4Cx185mm2 Cable Gland For PVC Cable | 198.56 | no | Accessories
481 | 30040004 | 4Cx150mm2 Cable Gland For PVC Cable | 135.78 | no | Accessories
482 | 30040005 | 4Cx120mm2 Cable Gland For PVC Cable | 127.02 | no | Accessories
483 | 30040006 | 4Cx95mm2 Cable Gland For PVC Cable | 127.02 | no | Accessories
484 | 30040007 | 4Cx70mm2 Cable Gland For PVC Cable | 86.14 | no | Accessories
485 | 30040008 | 4Cx50mm2 Cable Gland For PVC Cable | 51.1 | no | Accessories
486 | 30040009 | 4Cx35mm2 Cable Gland For PVC Cable | 51.1 | no | Accessories
487 | 30040010 | 4Cx25mm2 Cable Gland For PVC Cable | 51.13 | no | Accessories
488 | 30040011 | 4Cx16mm2 Cable Gland For PVC Cable | 37.23 | no | Accessories
489 | 30040012 | 4Cx10mm2 Cable Gland For PVC Cable | 37.23 | no | Accessories
490 | 30040013 | 4Cx6mm2 Cable Gland For PVC Cable | 25.5 | no | Accessories
491 | 30040014 | 4Cx4mm2 Cable Gland For PVC Cable | 25.5 | no | Accessories
492 | 30040015 | 3Cx240mm2 Cable Gland For PVC Cable | 189 | no | Accessories
493 | 30040016 | 3Cx185mm2 Cable Gland For PVC Cable | 97 | no | Accessories
494 | 30040017 | 3Cx150mm2 Cable Gland For PVC Cable | 95 | no | Accessories
495 | 30040018 | 3Cx120mm2 Cable Gland For PVC Cable | 95 | no | Accessories
496 | 30040019 | 3Cx95mm2 Cable Gland For PVC Cable | 67 | no | Accessories
497 | 30040020 | 3Cx70mm2 Cable Gland For PVC Cable | 67 | no | Accessories
498 | 30040021 | 3Cx50mm2 Cable Gland For PVC Cable | 44 | no | Accessories
499 | 30040022 | 3Cx35mm2 Cable Gland For PVC Cable | 44 | no | Accessories
500 | 30040023 | 3Cx25mm2 Cable Gland For PVC Cable | 44 | no | Accessories
501 | 30040024 | 3Cx16mm2 Cable Gland For PVC Cable | 21 | no | Accessories
502 | 30040025 | 3Cx10mm2 Cable Gland For PVC Cable | 21 | no | Accessories
503 | 30040026 | 3Cx6mm2 Cable Gland For PVC Cable | 14 | no | Accessories
504 | 30040027 | 3Cx4mm2 Cable Gland For PVC Cable | 14 | no | Accessories
505 | 30040028 | 4Cx300mm2 Gland For Fire Rated Cable | 383.25 | no | Accessories
506 | 30040029 | 4Cx240mm2 Gland For Fire Rated Cable | 237.25 | no | Accessories
507 | 30040030 | 4Cx185mm2 Gland For Fire Rated Cable | 218.27 | no | Accessories
508 | 30040031 | 4Cx150mm2 Gland For Fire Rated Cable | 156.22 | no | Accessories
509 | 30040032 | 4Cx120mm2 Gland For Fire Rated Cable | 156.22 | no | Accessories
510 | 30040033 | 4Cx95mm2 Gland For Fire Rated Cable | 151.84 | no | Accessories
511 | 30040034 | 4Cx70mm2 Gland For Fire Rated Cable | 118.99 | no | Accessories
512 | 30040035 | 4Cx50mm2 Gland For Fire Rated Cable | 75.19 | no | Accessories
513 | 30040036 | 4Cx35mm2 Gland For Fire Rated Cable | 75.19 | no | Accessories
514 | 30040037 | 4Cx25mm2 Gland For Fire Rated Cable | 75.19 | no | Accessories
515 | 30040038 | 4Cx16mm2 Gland For Fire Rated Cable | 46.72 | no | Accessories
516 | 30040039 | 4Cx10mm2 Gland For Fire Rated Cable | 46.72 | no | Accessories
517 | 30040040 | 4Cx6mm2 Gland For Fire Rated Cable | 32.49 | no | Accessories
518 | 30040041 | 4Cx4mm2 Gland For Fire Rated Cable | 32.49 | no | Accessories
519 | 30040042 | 3Cx95mm2 11KV Cable Gland | 177 | no | Accessories
520 | 30040043 | 4Cx2.5mm2 Cable Brass Gland PVC Cable | 40.15 | no | Accessories
521 | 30040044 | 4Cx2.5mm2 Gland For Fire Rated Cable | 53.29 | no | Accessories
522 | 30040045 | 1x1000mm2 Cable Aluminium Gland For PVC | 263.39 | no | Accessories
523 | 30050000 | 300A TAP OFF BOX | 1 | no | Accessories
524 | 30050001 | 300mm2 Cable Lugs | 30.88 | no | Accessories
525 | 30050002 | 240mm2 Cable Lugs | 23.66 | no | Accessories
526 | 30050003 | 185mm2 Cable Lugs | 13.22 | no | Accessories
527 | 30050004 | 150mm2 Cable Lugs | 10.37 | no | Accessories
528 | 30050005 | 120mm2 Cable Lugs | 6.6 | no | Accessories
529 | 30050006 | 95mm2 Cable Lugs | 5.43 | no | Accessories
530 | 30050007 | 70mm2 Cable Lugs | 4.63 | no | Accessories
531 | 30050008 | 50mm2 Cable Lugs | 2.92 | no | Accessories
532 | 30050009 | 35mm2 Cable Lugs | 2 | no | Accessories
533 | 30050010 | 25mm2 Cable Lugs | 1.33 | no | Accessories
534 | 30050011 | 16mm2 Cable Lugs | 1.07 | no | Accessories
535 | 30050012 | 10mm2 Cable Lugs | 0.98 | no | Accessories
536 | 30050013 | 6mm2 Cable Lugs | 0.72 | no | Accessories
537 | 30050014 | 4mm2 Cable Lugs | 0.72 | no | Accessories
538 | 30050015 | 2.5mm2 Cable Lugs | 0.42 | no | Accessories
539 | 30050016 | 1C X 630mm Cable lugs Size | 80.3 | no | Accessories
540 | 30050017 | 1C X 1000mm Cable lugs Size | 327.92 | no | Accessories
541 | 3006000a | 900mmx50mm Cable Tray 1.5mm | 139.29 | m | Material
542 | 3006000b | 800mmx50mm Cable Tray 1.5mm | 126 | m | Material
543 | 3006000c | 750mmx50mm Cable Tray 1.5mm | 113.96 | m | Material
544 | 3006000d | 700mmx50mm Cable Tray 1.5mm | 100 | m | Material
545 | 3006000e | 600mmx50mm Cable Tray 1.5mm | 86.11 | m | Material
546 | 3006000f | 500mmx50mm Cable Tray 1.5mm | 79 | m | Material
547 | 3006000g | 450mmx50mm Cable Tray 1.5mm | 73.44 | m | Material
548 | 3006000h | 400mmx50mm Cable Tray 1.5mm | 85 | m | Material
549 | 3006000i | 300mmx50mm Cable Tray 1.5mm | 55.67 | m | Material
550 | 3006000j | 225mmx50mm Cable Tray 1.5mm | 45 | m | Material
551 | 3006000k | 200mmx50mm Cable Tray 1.5mm | 38 | m | Material
552 | 3006000l | 150mmx50mm Cable Tray 1.5mm | 32.66 | m | Material
553 | 3006000m | 100mmx50mm Cable Tray 1.5mm | 29.33 | m | Material
554 | 3006000n | 75mmx50mm Cable Tray 1.5mm | 23.33 | m | Material
555 | 3006000o | 50mmx50mm Cable Tray 1.5mm | 21 | m | Material
556 | 3006001a | 900mmx50mm Cable Tray 2.0mm | 139.29 | m | Material
557 | 3006001b | 800mmx50mm Cable Tray 2.0mm | 1 | m | Material
558 | 3006001c | 750mmx50mm Cable Tray 2.0mm | 113.96 | m | Material
559 | 3006001d | 700mmx50mm Cable Tray 2.0mm | 1 | m | Material
560 | 3006001e | 600mmx50mm Cable Tray 2.0mm | 86.11 | m | Material
561 | 3006001f | 500mmx50mm Cable Tray 2.0mm | 1 | m | Material
562 | 3006001g | 450mmx50mm Cable Tray 2.0mm | 73.44 | m | Material
563 | 3006001h | 400mmx50mm Cable Tray 2.0mm | 1 | m | Material
564 | 3006001i | 300mmx50mm Cable Tray 2.0mm | 1 | m | Material
565 | 3006001j | 225mmx50mm Cable Tray 2.0mm | 1 | m | Material
566 | 3006001k | 200mmx50mm Cable Tray 2.0mm | 1 | m | Material
567 | 3006001l | 150mmx50mm Cable Tray 2.0mm | 1 | m | Material
568 | 3006001m | 100mmx50mm Cable Tray 2.0mm | 1 | m | Material
569 | 3006001n | 75mmx50mm Cable Tray 2.0mm | 1 | m | Material
570 | 3006001o | 50mmx50mm Cable Tray 2.0mm | 1 | m | Material
571 | 3006002a | 900mmx15mmx1.5mm Cable Tray Cover | 170.33 | m | Material
572 | 3006002b | 800mmx15mmx1.5mm Cable Tray Cover | 165 | m | Material
573 | 3006002c | 750mmx15mmx1.5mm Cable Tray Cover | 145.33 | m | Material
574 | 3006002d | 700mmx15mmx1.5mm Cable Tray Cover | 130 | m | Material
575 | 3006002e | 600mmx15mmx1.5mm Cable Tray Cover | 116.33 | m | Material
576 | 3006002f | 500mmx15mmx1.5mm Cable Tray Cover | 109 | m | Material
577 | 3006002g | 450mmx15mmx1.5mm Cable Tray Cover | 99.33 | m | Material
578 | 3006002h | 400mmx15mmx1.5mm Cable Tray Cover | 73 | m | Material
579 | 3006002i | 300mmx15mmx1.5mm Cable Tray Cover | 59 | m | Material
580 | 3006002j | 225mmx15mmx1.5mm Cable Tray Cover | 42.33 | m | Material
581 | 3006002k | 200mmx15mmx1.5mm Cable Tray Cover | 42.33 | m | Material
582 | 3006002l | 150mmx15mmx1.5mm Cable Tray Cover | 30.67 | m | Material
583 | 3006002m | 100mmx15mmx1.5mm Cable Tray Cover | 26.67 | m | Material
584 | 3006002n | 75mmx15mmx1.5mm Cable Tray Cover | 25 | m | Material
585 | 3006002o | 50mmx15mmx1.5mm Cable Tray Cover | 22 | m | Material
586 | 3006004a | 1200mmx100mmx2mm Cable Ladder | 130 | m | Material
587 | 3006004b | 900mmx100mmx2mm Cable Ladder | 116.67 | m | Material
588 | 3006004c | 600mmx100mmx2mm Cable Ladder | 98.33 | m | Material
589 | 3006004d | 450mmx100mmx2mm Cable Ladder | 95.67 | m | Material
590 | 3006004e | 300mmx100mmx2mm Cable Ladder | 90.33 | m | Material
591 | 3006004f | 300mmx100mmx2mm Cable Ladder | 90.33 | m | Material
592 | 3006004g | 750mmx125mmx2mm Cable Ladder | 110 | m | Material
593 | 3006004h | 450mmx50mmx2mm Cable Ladder | 95 | m | Material
594 | 3006004i | 750mmx50mmx2mm Cable Ladder | 100 | m | Material
595 | 3006006a | 50mm x 50mm x 1.0mm Trunking | 1 | m | Material
596 | 3006006b | 75mm x 50mm x 1.0mm Trunking | 1 | m | Material
597 | 3006006c | 100mm x 50mm x 1.0mm Trunking | 14 | m | Material
598 | 3006006d | 150mm x 50mm x 1.0mm Trunking | 1 | m | Material
599 | 3006006e | 200mm x 50mm x 1.0mm Trunking | 1 | m | Material
600 | 3006006f | 225mm x 50mm x 1.0mm Trunking | 1 | m | Material
601 | 3006006g | 250mm x 50mm x 1.0mm Trunking | 1 | m | Material
602 | 3006006h | 300mm x 50mm x 1.0mm Trunking | 1 | m | Material
603 | 3006006i | 450mm x 50mm x 1.0mm Trunking | 1 | m | Material
604 | 3006006j | 600mm x 50mm x 1.0mm Trunking | 1 | m | Material
605 | 3006006k | 750mm x 50mm x 1.0mm Trunking | 1 | m | Material
606 | 3006006l | 900mm x 50mm x 1.0mm Trunking | 1 | m | Material
607 | 3006007a | 50mm x 50mm x 1.5mm Trunking | 11.9 | m | Material
608 | 3006007b | 75mm x 50mm x 1.5mm Trunking | 1 | m | Material
609 | 3006007c | 100mm x 50mm x 1.5mm Trunking | 15.2 | m | Material
610 | 3006007d | 150mm x 50mm x 1.5mm Trunking | 23.7 | m | Material
611 | 3006007e | 200mm x 50mm x 1.5mm Trunking | 28.8 | m | Material
612 | 3006007f | 225mm x 50mm x 1.5mm Trunking | 23.4 | m | Material
613 | 3006007g | 250mm x 50mm x 1.5mm Trunking | 1 | m | Material
614 | 3006007h | 300mm x 50mm x 1.5mm Trunking | 28.4 | m | Material
615 | 3006007i | 450mm x 50mm x 1.5mm Trunking | 51.05 | m | Material
616 | 3006007j | 600mm x 50mm x 1.5mm Trunking | 64.25 | m | Material
617 | 3006007k | 750mm x 50mm x 1.5mm Trunking | 77.45 | m | Material
618 | 3006007l | 900mm x 50mm x 1.5mm Trunking | 90.65 | m | Material
619 | 3006008a | 50mm x 50mm x 2.0mm Trunking | 1 | m | Material
620 | 3006008b | 75mm x 50mm x 2.0mm Trunking | 1 | m | Material
621 | 3006008c | 100mm x 50mm x 2.0mm Trunking | 1 | m | Material
622 | 3006008d | 150mm x 50mm x 2.0mm Trunking | 1 | m | Material
623 | 3006008e | 200mm x 50mm x 2.0mm Trunking | 1 | m | Material
624 | 3006008f | 225mm x 50mm x 2.0mm Trunking | 1 | m | Material
625 | 3006008g | 250mm x 50mm x 2.0mm Trunking | 1 | m | Material
626 | 3006008h | 300mm x 50mm x 2.0mm Trunking | 52.1 | m | Material
627 | 3006008i | 450mm x 50mm x 2.0mm Trunking | 73.2 | m | Material
628 | 3006008j | 600mm x 50mm x 2.0mm Trunking | 94.4 | m | Material
629 | 3006008k | 750mm x 50mm x 2.0mm Trunking | 115.45 | m | Material
630 | 3006008l | 900mm x 50mm x 2.0mm Trunking | 136.6 | m | Material
631 | 30070000 | Control wires for low current | 1 | m | Material
632 | 30070001 | CAT 6A Cable | 2.5 | m | Material
633 | 30070002 | CAT 6A UTP Cable | 0.8 | m | Material
634 | 30070003 | CAT 6A UTP Cable | 0.9 | m | Material
635 | 30070004 | RG 59 Cable (SMATV) | 0.6 | m | Material
636 | 30070005 | RG11 Coaxial Cable | 0.9 | m | Material
637 | 30070006 | 3x2.5mm2 Wire (IC) | 1.2 | m | Material
638 | 30070007 | 96 Core Single Mode Fiber Optic Cable | 42 | m | Material
639 | 30070008 | 48 Core Single Mode Fiber Optic Cable | 20 | m | Material
640 | 30070009 | 24 Core Single Mode Fiber Optic Cable | 12 | m | Material
641 | 30070010 | 12 Core Single Mode Fiber Optic Cable | 7 | m | Material
642 | 30070011 | 6 Core Single Mode Fiber Optic Cable | 4 | m | Material
643 | 30070012 | 2 Core Single Mode Fiber Optic Cable | 2.5 |  | Material
644 | 30070013 |  | 0
645 | 30070014 |  | 0
646 | 3008000 | Ducts & sleeves | 1 | m | Material
647 | 30080101 | 200mm PVC Ducts | 32 | m | Material
648 | 30080102 | 160mm PVC Ducts | 24 | m | Material
649 | 30080103 | 110mm PVC Ducts | 16 | m | Material
650 | 30080104 | 80mm PVC Ducts | 12 | m | Material
651 | 30080105 | 50mm PVC Ducts | 7 | m | Material
652 | 30080106 | 32mm PVC Ducts | 4 | m | Material
653 | 3009000 | Earthing & lightening protection | 1 | sum | Sub Contract
654 | 30090101 | Concrete Inspection pit | 61.65 | no | Accessories
655 | 30090102 | 20mm Copper rod | 170 | no | Accessories
656 | 30090103 | Coupling (20mm) | 5.67 | no | Accessories
657 | 30090104 | Driving stud for 20mm rod | 12.82 | no | Accessories
658 | 30090105 | spike for 20mm rod | 12.75 | no | Accessories
659 | 30090106 | Clamp for connect to cable | 17.65 | no | Accessories
660 | 30090107 | Char Coal | 20 | kg | Accessories
661 | 30090108 | Salt | 15 | kg | Accessories
662 | 30090109 | Main Earth Terminal, 5 Ways | 309 | no | Material
663 | 30090110 | Earth bar, 6mmx50mm, 10Ways | 433.84 | no | Material
664 | 30090111 | Earth bar, 6mmx50mm, 3Ways | 330.33 | no | Material
665 | 30090112 | Surge Protection | 2500 | no | Material
666 | 30090113 | 25x3mm Bare copper tape | 26.93 | no | Material
667 | 30090114 | Dc Tape clip | 5.48 | no | Accessories
668 | 30090115 | Square type clamp (joint) | 13.86 | no | Accessories
669 | 30090116 | Down Conductor (25X3MM WHITE PVC COVERED | 36 | no | Material
670 | 30090117 | U Bold Clamp | 22 | no | Accessories
671 | 30090118 | Air Terminal | 1000 | no | Material
672 | 30090119 | GUV Connector Clamp | 37.48 | no | Accessories
673 | 30090120 | 25x3mm Copper Alloy Oblong Test Clamp | 26.85 | no | Material
674 | 30090121 | Type "E" Connector Clamp | 32.55 | no | Accessories
675 | 30090122 | Type "A" Bi-Metallic Connector | 106.86 | no | Accessories
676 | 30090123 | 25x3 M16 Copper Alloy flat saddle | 53.43 | no | Accessories
677 | 30090124 | 15mm Copper Multiple Point Air Rod | 93.98 | no | Material
678 | 30090125 | Flexible Copper Braid 200mm long | 123.08 | no | Accessories
679 | 30090126 | Flexible Coppe Braid 200mm long | 34.74 | no | Accessories
680 | 30090127 | 25mm B Bond for copper tape | 17.32 | no | Material
681 | 30090128 | Earth Point C/W Front Plate for 25x3mm | 169.71 | no | Material
682 | 30090129 | Earth bar, 6mmx50mmx550mm | 413.18 | no | Material
683 | 30090130 | Earth bar, 6mmx50mmx650mm | 461.83 | no | Material
684 | 30090131 | 6 Way Earth Bar with Single Disconnectin | 309.12 | no | Material
685 | 30090132 | 16 Way Copper Earth Bar with Twin Discon | 461.83 | no | Material
686 | 30090133 | Lockable High Performance | 63.57 | no | Material
687 | 30090134 | Earth Rod Seal Complete w/ Membrane Seal | 712.38 | no | Material
688 | 30090135 | Earth Rod Seal Pak 20mm solid Copper Rod | 126.04 | no | Material
689 | 30090136 | 50x3.2mm PVC Conduit 2.9mtr Length Black | 10.38 | no | Material
690 | 30090137 | Set of 1 x Top & 1 x Bottom Spanner | 344.46 | no | Material
691 | 30090138 |  | 0 | no
692 | 30090139 |  | 0 | no
693 | 30090140 |  | 0 | no
694 | 30090141 |  | 0 | no
695 | 30090142 |  | 0 | no
696 | 30090143 |  | 0 | no
697 | 30090144 |  | 0 | no
698 | 30090145 |  | 0 | no
699 | 30090146 |  | 0 | no
700 | 30090147 |  | 0 | no
701 | 30100000 | Light Fittings | 1 | no | Material
702 | 301700A | GI Box | 1 | no | Accessories
703 | 301700B | 3x3 GI Box, depth 35mm | 4.01 | no | Accessories
704 | 301700C | 3x3 GI Box, depth 47mm | 8.39 | no | Accessories
705 | 301700D | 6x3 GI Box, depth 35mm | 5.4 | no | Accessories
706 | 30170103 | Junction Box | 60 | no | Accessories
707 | 301800A | 20mm GI Conduit | 7.85 | m | Material
708 | 301800B | 25mm GI Conduit | 9.95 | m | Material
709 | 301802A | 20mm GI Coupler | 0.89 | No | Accessories
710 | 301802B | 20mm GI Circular Box 2-way Straight | 5.94 | No | Accessories
711 | 301802C | 20mm GI Bircular Box 2-way Angle | 7.11 | No | Accessories
712 | 301802D | 20mm GI Circular Box 3-way | 7.11 | No | Accessories
713 | 301802E | 20mm GI Saddle | 0.96 | No | Accessories
714 | 301802F | 20mm Brass Bush | 0.85 | No | Accessories
715 | 301802G | 20mm Flexible GI pipe | 12.95 | No | Accessories
716 | 301802H | 20mm GI Adaptor | 9.96 | No | Accessories
717 | 301802L | 25mm GI Coupler | 1.18 | No | Accessories
718 | 301802M | 25mm GI Circular Box 2-way Straight | 8.97 | No | Accessories
719 | 301802N | 25mm GI Bircular Box 2-way Angle | 9.67 | No | Accessories
720 | 301802O | 25mm GI Circular Box 3-way | 10.8 | No | Accessories
721 | 301802P | 25mm GI Saddle | 1.1 | No | Accessories
722 | 301802Q | 25mm Brass Bush | 1.36 | No | Accessories
723 | 301802R | 25mm Flexible GI pipe | 17.88 | No | Accessories
724 | 301802S | 25mm GI Adaptor | 16.71 | No | Accessories
725 | 301900A | 20mm Flexible Conduits | 5 | m | Material
726 | 301900B | 25mm Flexible Conduits | 6.2 | m | Material
727 | 30240101 | Electrical Manhole | 360 | no | Material
728 | 30240102 | JRC Telephone Manhole | 640 | no | Material
729 | 302700A | 20mm PVC Conduit | 0.68 | m | Material
730 | 302700B | 25mm PVC Conduit | 0.9 | m | Material
731 | 302700C | 32mm PVC Conduit | 1.95 | m | Material
732 | 302700D | 38mm PVC Conduit | 2.16 | m | Material
733 | 302700E | 50mm PVC Duct | 3.64 | m | Material
734 | 302700F | 100mm PVC Duct | 6.5 | m | Material
735 | 302700G | PVC Flexible 20mm | 1.8 | no | Material
736 | 302702A | 20mm PVC Coupler | 0.68 | no | Accessories
737 | 302702B | 20mm PVC Saddle | 0.12 | no | Accessories
738 | 302702C | 20mm PVC Adaptor | 0.27 | no | Accessories
739 | 302702D | 20mm PVC Circular Box 2-way | 0.18 | no | Accessories
740 | 302702E | 20mm PVC Circular Box 3-way | 0.91 | no | Accessories
741 | 302702F | 20mm PVC Circular Box 4-way | 0.97 | no | Accessories
742 | 302702G | 25mm PVC Coupler | 0.18 | no | Accessories
743 | 302702H | 25mm PVC Saddle | 0.4 | no | Accessories
744 | 302702I | 25mm PVC Adaptor | 0.25 | no | Accessories
745 | 302702J | 32mm PVC Coupler | 0.42 | no | Accessories
746 | 302702K | 32mm PVC Saddle | 0.56 | no | Accessories
747 | 302702L | 32mm PVC Adaptor | 0.37 | no | Accessories
748 | 302702M | 32mm PVC Long Bend | 2.23 | no | Accessories
749 | 302702O | 38mm PVC Coupler | 0.57 | no | Accessories
750 | 302702P | 38mm PVC Saddle | 0.76 | no | Accessories
751 | 302702Q | 38mm PVC Adaptor | 0.51 | no | Accessories
752 | 302702R | 38mm PVC Long Bend | 3.18 | no | Accessories
753 | 302702S | 50mm PVC Coupler | 1.13 | no | Accessories
754 | 302702T | 50mm PVC Saddle | 1.2 | no | Accessories
755 | 302702U | 50mm PVC Adaptor | 0.81 | no | Accessories
756 | 302702V | 50mm PVC Long Bend | 6.63 | no | Accessories
757 | 302702W | CIELING ROSE PVC LEGRAND | 6 | no | Accessories
758 | 302702X | PVC Flexible 20mm | 1.8 | no | Accessories
759 | 30340001 | Rj45 Outlet | 60 | no | Material
760 | 30340002 | RJ45 Outlet Twin | 120 | no | Material
761 | 30340003 | 12U ONU | 1200 | no | Material
762 | 30340004 | IDF | 1 | no | Material
763 | 30340005 | MDF | 1 | no | Material
764 | 30340006 | Wireless Local Area Network | 2000 | no | Material
765 | 30340007 | IPTV | 60 | no | Material
766 | 30340008 | Set top Box | 900 | no | Material
767 | 30340009 | Telephone System | 1 | no | Sub Contract
768 | 30350001 | Passive movement detector | 250 | no | Material
769 | 30350002 | Absence detector | 200 | no | Material
770 | 30350003 | Motion Sensor | 450 | no | Material
771 | 30350004 | Photo electric cell | 600 | no | Material
772 | 30350005 | Control device | 160 | no | Material
773 | 30350006 | LCP | 5000 | no | Material
774 | 30360001 | Obstruction Light | 1 | no | Material
775 | 30370001 | Speaker | 600 | no | Material
776 | 30370002 | TV | 1 | no | Material
777 | 30370003 | Equipment Racks | 1 | no | Material
778 | 30380001 | Camera | 1 | no | Material
779 | 30380002 | IDF (CCTV) | 1 | no | Material
780 | 30380003 | CCTV Rack | 1 | no | Material
781 | 30380004 | Workststion | 1 | no | Material
782 | 30380005 | Access Control Panel | 1 | no | Material
783 | 30380006 | Door Contact | 250 | no | Material
784 | 30380007 | Magnetic Lock | 300 | no | Material
785 | 30380008 | Card Reader | 2000 | no | Material
786 | 30380009 | Push Button | 200 | no | Material
787 | 30380010 | CCTV System | 1 | no | Sub Contract
788 | 30380011 | Access Control System | 1 | no | Sub Contract
789 | 30390000 | Central battery components | 1 | no | Material
790 | 30390001 | Emergency Light | 420 | no | Material
791 | 30390002 | Exit Light | 420 | no | Material
792 | 30390003 | Local DB | 1100 | no | Material
793 | 30400000 | Smoke detector | 240 | no | Material
794 | 30400001 | Heat detector | 240 | no | Material
795 | 30400002 | Manual Call Point | 280 | no | Material
796 | 30400003 | Smoke detector With Sounder | 280 | no | Material
797 | 30400004 | 24x7 Direct Alarm Panel | 380 | no | Material
798 | 30400005 | Fire Phone Jack | 120 | no | Material
799 | 30400006 | Fire Alarm Control Panel | 1 | no | Material
800 | 30400007 | FARP | 1 | no | Material
801 | 30500000 | Fire alarm cables | 1 | m | Material
802 | 30500001 | 2c 2.5mm Fire rated cable(FA) | 4.84 | m | Material
803 | 30500002 | 2c 1.5mm Fire rated cable(FA) | 3.06 | m | Material
804 | 30600000 | 2c 2.5mm Fire rated cable (CBS) | 4.84 | m | Material
805 | 3100000 | Fire Pump Set | 1 | no | Material
806 | 3100001 | Fire Hydrant | 9500 | no | Material
807 | 3100002 | Fire Hose Cabinet | 8500 | no | Material
808 | 3100003 | Fire Hose Cabinet - External | 7200 | no | Material
809 | 3100004 | Fire Extinguisher | 1 | no | Material
810 | 3100005 | Breeching Inlet with Cabinet | 2500 | no | Material
811 | 3100006 | Fire Supression System | 1 | no | Material
812 | 31010000 | GI Seamless Sch40 ASTM A53 - 25mm | 19.5 | m | Material
813 | 31010001 | GI Seamless Sch40 ASTM A53 - 32mm | 23.54 | m | Material
814 | 31010002 | GI Seamless Sch40 ASTM A53 - 40mm | 26.75 | m | Material
815 | 31010003 | GI Seamless Sch40 ASTM A53 - 50mm | 35.97 | m | Material
816 | 31010004 | GI Seamless Sch40 ASTM A53 - 65mm | 59.29 | m | Material
817 | 31010005 | GI Seamless Sch40 ASTM A53 - 80mm | 77.46 | m | Material
818 | 31010006 | GI Seamless Sch40 ASTM A53 - 100mm | 110.7 | m | Material
819 | 31010007 | GI Seamless Sch40 ASTM A53 - 125mm | 175 | m | Material
820 | 31010008 | GI Seamless Sch40 ASTM A53 - 150mm | 195.37 | m | Material
821 | 31010009 | GI Seamless Sch40 ASTM A53 - 200mm | 296.29 | m | Material
822 | 31010010 | GI Seamless Sch40 ASTM A53 - 250mm | 437.01 | m | Material
823 | 31010011 | GI Seamless Sch40 ASTM A53 - 300mm | 594.91 | m | Material
824 | 31010200 | HDPE Pipes SDR9 - 25mm | 1.7 | m | Material
825 | 31010201 | HDPE Pipes SDR9 - 32mm | 2.6 | m | Material
826 | 31010202 | HDPE Pipes SDR9 - 40mm | 4.1 | m | Material
827 | 31010203 | HDPE Pipes SDR9 - 50mm | 6.6 | m | Material
828 | 31010204 | HDPE Pipes SDR9 - 65mm | 10.1 | m | Material
829 | 31010205 | HDPE Pipes SDR9 - 80mm | 14.25 | m | Material
830 | 31010206 | HDPE Pipes SDR9 - 90mm | 22.5 | m | Material
831 | 31010207 | HDPE Pipes SDR9 - 100mm | 30.4 | m | Material
832 | 31010208 | HDPE Pipes SDR9 - 125mm | 65 | m | Material
833 | 31010209 | HDPE Pipes SDR9 - 150mm | 72 | m | Material
834 | 31010210 | HDPE Pipes SDR9 - 200mm | 89.38 | m | Material
835 | 31010211 | HDPE Pipes SDR9 - 250mm | 147.84 | m | Material
836 | 31010212 | HDPE Pipes SDR9 - 300mm | 195.15 | m | Material
837 | 31010500 | GI ERW Pipes 25mm | 8.18 | m | Material
838 | 31010501 | GI ERW Pipes 32mm | 11.02 | m | Material
839 | 31010502 | GI ERW Pipes 40mm | 13.17 | m | Material
840 | 31010503 | GI ERW Pipes 50mm | 17.69 | m | Material
841 | 31010504 | GI ERW Pipes 65mm | 28.06 | m | Material
842 | 31010505 | GI ERW Pipes 80mm | 36.71 | m | Material
843 | 31010506 | GI ERW Pipes 100mm | 52.27 | m | Material
844 | 31010507 | GI ERW Pipes 125mm | 89.94 | m | Material
845 | 31010508 | GI ERW Pipes 150mm | 91.57 | m | Material
846 | 31010509 | GI ERW Pipes 200mm | 151.53 | m | Material
847 | 31010510 | GI ERW Pipes 250mm | 215.96 | m | Material
848 | 31010511 | GI ERW Pipes 300mm | 310.98 | m | Material
2616 | 31010801 | Black Steel ERW 25mm | 6.1 | m | Material
849 | 31010802 | Black Steel ERW 32mm | 9.1 | m | Material
850 | 31010803 | Black Steel ERW 40mm | 12.3 | m | Material
851 | 31010804 | Black Steel ERW 50mm | 18.49 | m | Material
852 | 31010805 | Black Steel ERW 65mm | 29.34 | m | Material
853 | 31010806 | Black Steel ERW 80mm | 38.38 | m | Material
854 | 31010807 | Black Steel ERW 100mm | 54.63 | m | Material
855 | 31010808 | Black Steel ERW 125mm | 74 | m | Material
856 | 31010809 | Black Steel ERW 150mm | 96.07 | m | Material
857 | 31010810 | Black Steel ERW 200mm | 144.64 | m | Material
858 | 31010811 | Black Steel ERW 250mm | 204.95 | m | Material
859 | 31010812 | Black Steel ERW 300mm | 300 | m | Material
860 | 31011100 | Black Steel Seamless 25mm | 21.67 | m | Material
861 | 31011101 | Black Steel Seamless 32mm | 28.24 | m | Material
862 | 31011102 | Black Steel Seamless 40mm | 32.67 | m | Material
863 | 31011103 | Black Steel Seamless 50mm | 41.92 | m | Material
864 | 31011104 | Black Steel Seamless 65mm | 66.63 | m | Material
865 | 31011105 | Black Steel Seamless 80mm | 84.72 | m | Material
866 | 31011106 | Black Steel Seamless 100mm | 123.49 | m | Material
867 | 31011107 | Black Steel Seamless 125mm | 158.39 | m | Material
868 | 31011108 | Black Steel Seamless 150mm | 208.36 | m | Material
869 | 31011109 | Black Steel Seamless 200mm | 304.12 | m | Material
870 | 31011110 | Black Steel Seamless 250mm | 436.18 | m | Material
871 | 31011111 | Black Steel Seamless 300mm | 546.02 | m | Material
872 | 31011112 | Black Steel Seamless 350mm | 1 | m | Material
873 | 31011113 | Black Steel Seamless 400mm | 1 | m | Material
874 | 31011114 | Black Steel Seamless 450mm | 1 | m | Material
875 | 31011115 | Black Steel Seamless 500mm | 1 | m | Material
876 | 31011116 | Black Steel Seamless 550mm | 1 | m | Material
877 | 31011117 | Black Steel Seamless 600mm | 1 | m | Material
878 | 31011118 | Black Steel Seamless 650mm | 1 | m | Material
879 | 31011119 | Black Steel Seamless 700mm | 1 | m | Material
880 | 31011120 | Black Steel Seamless 750mm | 1 | m | Material
881 | 3102000 | Up-Right Sprinkler Head | 25 | no | Material
882 | 3102001 | Pendent Sprinkler Head | 22 | no | Material
883 | 3102002 | Concealed Sprinkler Head | 68 | no | Material
884 | 3102003 | Side Wall Sprinkler Head | 45 | no | Material
885 | 3103000 | Zone Control Valve 50mm | 1250 | no | Material
886 | 3103001 | Zone Control Valve 65mm | 1400 | no | Material
887 | 3103002 | Zone Control Valve 80mm | 1600 | no | Material
888 | 3103003 | Zone Control Valve 100mm | 1850 | no | Material
889 | 3103004 | Zone Control Valve 150mm | 1950 | no | Material
890 | 3103005 | Zone Control Valve 200mm | 2200 | no | Material
891 | 3103006 | Air Release Valve 25mm | 300 | no | Material
892 | 3103007 | Wet Alarm Gong Valve Assembly | 6500 | no | Material
893 | 3103008 | OS & Y GATE VALVE UL 6 INCH W TAMPER | 1980 | no | Material
894 | 3103009 | OS & Y GATE VALVE UL 4 INCH W TAMPER | 1350 | no | Material
895 | 3103010 | Lock Shield Valve 25mm | 150 | no | Material
896 | 31030101 | 2c 2.5mm Fire rated cable(FA) | 5.8 | m | Material
897 | 31030102 | 2c 1.5mm Fire rated cable(FA) | 3.7 | m | Material
898 | 3103011 | Pressure Reducing Valve 25mm | 300 | no | Material
899 | 3103012 | Isolating Valve | 1 | no | Material
900 | 3103013 | Strainer | 1 | no | Material
901 | 3103014 | NRV | 1 | no | Material
902 | 3103015 | Flexible Connector | 1 | no | Material
903 | 3103016 | Fire Hose Reel 1inch x 30mtr | 700 | no | Material
904 | 3103017 | Fire Hose Reel 2-1/2inch x 30mtr | 1200 | no | Material
905 | 3103018 | Double Female PR Valve 2-1/2inch | 2350 | no | Material
906 | 3103019 | Pressure Reducing Assembly | 1 | no | Material
907 | 3104000 | Pre-Action System | 1 | no | Material
908 | 3104001 | FM-200 System | 1 | no | Material
909 | 3104002 | Inert Gas System | 1 | no | Material
910 | 3104003 | NOVEC System | 1 | no | Material
911 | 3104004 | Deluge Water Spray System | 1 | no | Material
912 | 3104005 | Foam System | 1 | no | Material
913 | 3104006 | Chemical Foam System | 1 | no | Material
914 | 3104007 | Water Mist System | 1 | no | Material
915 | 3200000 | Air Cooled Chiller | 1 | no | Equipment
916 | 3200001 | Water Cooled Chiller | 1 | no | Equipment
917 | 3200002 | Cooling Tower | 1 | no | Equipment
918 | 3200003 | Fresh Handling Unit | 1 | no | Equipment
919 | 3200004 | Air Handling Unit | 1 | no | Equipment
920 | 3200005 | Fan Coil Unit | 1 | no | Equipment
921 | 3200006 | De-Humidifier | 1 | no | Equipment
922 | 3200007 | Heat Exchanger | 1 | no | Equipment
923 | 3200008 | Chilled Water Pump | 1 | no | Equipment
924 | 3200009 | Pressurization Unit | 1 | no | Equipment
925 | 3200010 | Chemical Dosing Unit | 1 | no | Equipment
926 | 3200011 | Air Separator | 1 | no | Equipment
927 | 3200012 | Make Up Water | 1 | no | Equipment
928 | 3200013 | Expansion Tank | 1 | no | Equipment
929 | 3200014 | Closed Control Unit (CCU) | 1 | no | Equipment
930 | 3200015 | Ecology Unit | 1 | no | Equipment
931 | 3200016 | Chilled Water Treatment System | 1 | no | Equipment
932 | 3200017 | Condenser WaterChemical Treatment System | 1 | no | Equipment
933 | 3200018 | Condenser Water Side Stream Filtration | 1 | no | Equipment
934 | 3200019 | Air Curtain | 1 | no | Equipment
935 | 32000300 | Split Unit - Decorative Type | 1 | no | Equipment
936 | 32000301 | Split Unit - Ducted Type | 1 | no | Equipment
937 | 32000302 | Split Unit - Cassette Type | 1 | no | Equipment
938 | 32000303 | Split Unit - Ceiling Suspended Type | 1 | no | Equipment
939 | 32000304 | Split Unit - Floor Mounted Type | 1 | no | Equipment
940 | 32000305 | AHU DX Type | 1 | no | Equipment
941 | 32000306 | FAHU DX Type | 1 | no | Equipment
942 | 32000307 | Split Unit - Decorative Type 1.0 TR | 1950 | no | Equipment
943 | 32000308 | Split Unit - Decorative Type 1.5 TR | 2200 | no | Equipment
944 | 32000309 | Split Unit - Decorative Type 2.0 TR | 2600 | no | Equipment
945 | 32000310 | Split Unit - Decorative Type 2.5 TR | 3600 | no | Equipment
946 | 32000311 | Split Unit - Decorative Type 3.0 TR | 4700 | no | Equipment
947 | 32000312 | R410 9.8kg | 650 | no | Accessories
948 | 32000400 | VRF INDOOR UNIT | 1 | no | Equipment
949 | 32000401 | VRF OUTDOOR UNIT | 1 | no | Equipment
950 | 32000500 | Supply/Extract Fans - In-Line Type | 1 | no | Equipment
951 | 32000501 | Supply/Extract Fans - Roof Mounted | 1 | no | Equipment
952 | 32000502 | Supply/Extract Fans - Fire Rated | 1 | no | Equipment
953 | 32000503 | Extract Fan - Wall Mounted | 1 | no | Equipment
954 | 32000504 | Jet Fans | 1 | no | Equipment
955 | 3201001 | Fab GI Duct 0.56mm thk (G24) 0-750mm | 45.45 | m2 | Material
956 | 3201002 | Fab GI Duct 0.70mm thk (G24) 751-1000mm | 50.4 | m2 | Material
957 | 3201003 | Fab GI Duct 0.90mm thk (G22) 1001-1200mm | 56 | m2 | Material
958 | 3201004 | Fab GI Duct 0.90mm thk (G22) 1201-1400mm | 61 | m2 | Material
959 | 3201005 | Fab GI Duct 0.90mm thk (G22) 1401-2000mm | 65.75 | m2 | Material
960 | 3201006 | Fab GI Duct 1.00mm thk (G20) 2001-2400mm | 82.95 | m2 | Material
961 | 3201007 | Fab GI Duct 1.2mm thk (G18) 2401mm above | 91.05 | m2 | Material
962 | 3201010 | Fab GI Duct 0.60mm thk (G24) 0-600mm | 46.9 | m2 | Material
963 | 3201011 | Fab GI Duct 0.80mm thk (G22) 601-1000mm | 57.15 | m2 | Material
964 | 3201012 | Fab GI Duct 1.00mm thk (G22) 1001-1250mm | 64.15 | m2 | Material
965 | 3201013 | Fab GI Duct 1.00mm thk (G20) 1251-2000mm | 75.05 | m2 | Material
966 | 3201014 | Fab GI Duct 1.00mm thk (G20) 2001-2500mm | 89.1 | m2 | Material
967 | 3201015 | Fab GI Duct 1.2mm thk (G18) 2501mm above | 98.2 | m2 | Material
968 | 3201018A | Fire Rated Duct 0.6mm thk | 145 | m2 | Material
969 | 3201018a | Fire Rated Duct 0.8mm thk 0-900mm | 152.25 | m2 | Material
970 | 3201018b | Fire Rated Duct 1.0mm thk 901-1000mm | 158.45 | m2 | Material
971 | 3201018c | Fire Rated Duct 1.0mm thk 1001-1250mm | 166.25 | m2 | Material
972 | 3201018d | Fire Rated Duct 1.0mm thk 1251-1600mm | 181.95 | m2 | Material
973 | 3201018e | Fire Rated Duct 1.0mm thk 1601-2000mm | 190.5 | m2 | Material
974 | 3201018f | Fire Rated Duct 1.0mm thk 2001-2500mm | 190.5 | m2 | Material
975 | 3201018g | Fire Rated Duct 1.2mm thk 2501-3000mm | 214.05 | m2 | Material
976 | 3201020a | Black Steel (MS) Duct, 1.5mm thk Gauge16 | 127.4 | m2 | Material
977 | 3201021a | Stainless Steel Duct, 1.2mm thk Gauge18 | 524.3 | m2 | Material
978 | 3201021b | Stainless Steel Duct, 1.0mm thk | 258 | m2 | Material
979 | 3201022a | Pre-Insulated Duct (PIR) 20mm | 41 | m2 | Material
980 | 3201022b | Pre-Insulated Duct (PIR) 30mm | 62 | m2 | Material
981 | 3201022c | Pre-Insulated Duct (Phenolic) 20mm | 72 | m2 | Material
982 | 3201022d | Pre-Insulated Duct (Phenolic) 30mm | 115 | m2 | Material
983 | 3201024a | Aluminum Cladding 0.7mm thk | 19.44 | m2 | Material
984 | 3201024b | Aluminum Cladding 0.9mm thk | 23.26 | m2 | Material
985 | 3201025a | Flexible Duct 100mm | 8.4 | m | Material
986 | 3201025b | Flexible Duct 150mm | 9.98 | m | Material
987 | 3201025c | Flexible Duct 200mm | 15.5 | m | Material
988 | 3201025d | Flexible Duct 250mm | 20 | m | Material
989 | 3201025e | Flexible Duct 300mm | 26 | m | Material
990 | 3201030a | Flexible Duct Connector 3x3x3 inch | 14.14 | m | Material
991 | 3201030b | Duct Adhesive 81-10 UL Listed - PREMIER | 5.79 | m2 | Material
992 | 3201030c | Canvas Cloth 60-36 UL Listed - EXCEL | 6.95 | m2 | Material
993 | 3201030d | Duct Silicone | 0.7 | m2 | Material
994 | 3201030e | Self Adhesive Stick Pin | 1.84 | m2 | Material
995 | 3201080 | Volume Control Damper (VCD) | 1 | no | Material
996 | 3201081 | Fire Damper (FD) | 1 | no | Material
997 | 3201082 | Pressure Relief Damper (PRD) | 1 | no | Material
998 | 3201083 | Motorized Smoke Damper (MSD) | 1 | no | Material
999 | 3201084 | Motorized Smoke Fire Damper (MSFD) | 1 | no | Material
1000 | 3201085 | Motorized Volume Damper (MVCD) | 1 | no | Material
1001 | 3201086 | Motorized Fire Damper (MFD) | 1 | no | Material
1002 | 3201087 | Non-Return Damper (NRD) | 1 | no | Material
1003 | 3201088 | Sound Attenuator (SAT) | 1 | no | Material
1004 | 3201089 | Variable Air Volume (VAV) | 1 | no | Material
1005 | 3201090 | Constant Air Volume (CAV) | 1 | no | Material
1006 | 3201091 | CO2 Sensor | 1 | no | Material
1007 | 3201092 | Fire Collar | 1 | no | Material
1008 | 3201093 |  | 0
1009 | 3201094 |  | 0
1010 | 3201300 | Supply Air Diffuser 150x150 | 39 | no | Material
1011 | 3201301 | Supply Air Diffuser 200x200 | 45 | no | Material
1012 | 3201302 | Supply Air Diffuser 225x225 | 57 | no | Material
1013 | 3201303 | Supply Air Diffuser 300x300 | 85 | no | Material
1014 | 3201304 | Supply Air Diffuser 375x375 | 117 | no | Material
1015 | 3201305 | Supply Air Diffuser 400x400 | 135 | no | Material
1016 | 3201306 | Supply Air Diffuser 450x450 | 156 | no | Material
1017 | 3201307 | Supply Air Diffuser 600x600 | 205 | no | Material
1018 | 3201308 | Return Air Diffuser 150x150 | 31 | no | Material
1019 | 3201309 | Return Air Diffuser 200x200 | 38 | no | Material
1020 | 3201310 | Return Air Diffuser 225x225 | 46 | no | Material
1021 | 3201311 | Return Air Diffuser 300x300 | 63 | no | Material
1022 | 3201312 | Return Air Diffuser 375x375 | 81 | no | Material
1023 | 3201313 | Return Air Diffuser 400x400 | 93 | no | Material
1024 | 3201314 | Return Air Diffuser 450x450 | 101 | no | Material
1025 | 3201315 | Return Air Diffuser 600x600 | 185 | no | Material
1026 | 3201316 | Disc Valve 100mm | 55 | no | Material
1027 | 3201317 | Disc Valve 150mm | 85 | no | Material
1028 | 3201318 | Disc Valve 200mm | 115 | no | Material
1029 | 3201319 | Supply Linear Slot Diffuser (SLD) 1-Slot | 45 | m | Material
1030 | 3201320 | Supply Linear Slot Diffuser (SLD) 2-Slot | 71 | m | Material
1031 | 3201321 | Supply Linear Slot Diffuser (SLD) 3-Slot | 101 | m | Material
1032 | 3201322 | Supply Linear Slot Diffuser (SLD) 4-Slot | 131 | m | Material
1033 | 3201323 | Supply Linear Slot Diffuser (SLD) 5-Slot | 161 | m | Material
1034 | 3201324 | Supply Linear Slot Diffuser (SLD) 6-Slot | 187 | m | Material
1035 | 3201325 | Return Linear Slot Diffuser (RLD) 1-Slot | 41 | m | Material
1036 | 3201326 | Return Linear Slot Diffuser (RLD) 2-Slot | 64 | m | Material
1037 | 3201327 | Return Linear Slot Diffuser (RLD) 3-Slot | 86 | m | Material
1038 | 3201328 | Return Linear Slot Diffuser (RLD) 4-Slot | 115 | m | Material
1039 | 3201329 | Return Linear Slot Diffuser (RLD) 5-Slot | 141 | m | Material
1040 | 3201330 | Return Linear Slot Diffuser (RLD) 6-Slot | 165 | m | Material
1041 | 3201331 | Supply Round Diffuser 416mm | 390 | no | Material
1042 | 3201332 | Supply Round Diffuser 469mm | 435 | no | Material
1043 | 3201333 | Jet Diffuser 315mm | 670 | no | Material
1044 | 3201334 | Jet Diffuser 400mm | 460 | no | Material
1045 | 3201335 | Supply Air Grille (SAG) | 1 | no | Material
1046 | 3201336 | Return Air Grille (RAG) | 1 | no | Material
1047 | 3201337 | Fresh Air Louvre | 1 | no | Material
1048 | 3201338 | Extract Air Louvre | 1 | no | Material
1049 | 3201339 | Sand Trap Louvre | 1 | no | Material
1050 | 3201340 | Supply Linear Bar Grille (SLBG) 100mm | 48 | m | Material
1051 | 3201341 | Supply Linear Bar Grille (SLBG) 125mm | 55 | m | Material
1052 | 3201342 | Supply Linear Bar Grille (SLBG) 150mm | 61 | m | Material
1053 | 3201343 | Return Linear Bar Grille (RLBG) 100mm | 35 | m | Material
1054 | 3201344 | Return Linear Bar Grille (RLBG) 125mm | 41 | m | Material
1055 | 3201345 | Return Linear Bar Grille (RLBG) 150mm | 50 | m | Material
1056 | 3202000a | Black Steel Seamless 20mm | 15.87 | m | Material
1057 | 3202000b | Black Steel Seamless 25mm | 18.38 | m | Material
1058 | 3202000c | Black Steel Seamless 32mm | 24.92 | m | Material
1059 | 3202000d | Black Steel Seamless 40mm | 26.79 | m | Material
1060 | 3202000e | Black Steel Seamless 50mm | 35.99 | m | Material
1061 | 3202000f | Black Steel Seamless 65mm | 57.09 | m | Material
1062 | 3202000g | Black Steel Seamless 80mm | 74.09 | m | Material
1063 | 3202000h | Black Steel Seamless 100mm | 103.35 | m | Material
1064 | 3202000i | Black Steel Seamless 125mm | 140.01 | m | Material
1065 | 3202000j | Black Steel Seamless 150mm | 181.75 | m | Material
1066 | 3202000k | Black Steel Seamless 200mm | 273.65 | m | Material
1067 | 3202000l | Black Steel Seamless 250mm | 398.82 | m | Material
1068 | 3202000m | Black Steel Seamless 300mm | 546.02 | m | Material
1069 | 3202000n | Black Steel Seamless 350mm | 567.89 | m | Material
1070 | 3202000o | Black Steel Seamless 400mm | 736.95 | m | Material
1071 | 3202000p | Black Steel Seamless 450mm | 1 | m | Material
1072 | 3202000q | Black Steel Seamless 500mm | 1 | m | Material
1073 | 3202000r | Black Steel Seamless 550mm | 1 | m | Material
1074 | 3202000s | Black Steel Seamless 600mm | 1 | m | Material
1075 | 3202000t | Black Steel Seamless 650mm | 1 | m | Material
1076 | 3202000u | Black Steel Seamless 700mm | 1 | m | Material
1077 | 3202000v | Black Steel Seamless 750mm | 1 | m | Material
1078 | 3202000w | Black Steel Seamless 800mm | 1 | m | Material
1079 | 3202000x | Black Steel Seamless 850mm | 1 | m | Material
1080 | 3202000y | Black Steel Seamless 900mm | 1 | m | Material
1081 | 3202000z | Black Steel Seamless 1000mm | 1 | m | Material
1082 | 3202002a | Black Steel ERW 20mm | 6.1 | m | Material
1083 | 3202002b | Black Steel ERW 25mm | 9.1 | m | Material
1084 | 3202002c | Black Steel ERW 32mm | 12.3 | m | Material
1085 | 3202002d | Black Steel ERW 40mm | 14.7 | m | Material
1086 | 3202002e | Black Steel ERW 50mm | 19.7 | m | Material
1087 | 3202002f | Black Steel ERW 65mm | 31.3 | m | Material
1088 | 3202002g | Black Steel ERW 80mm | 41 | m | Material
1089 | 3202002h | Black Steel ERW 100mm | 58.3 | m | Material
1090 | 3202002i | Black Steel ERW 125mm | 79 | m | Material
1091 | 3202002j | Black Steel ERW 150mm | 102.5 | m | Material
1092 | 3202002k | Black Steel ERW 200mm | 196.9 | m | Material
1093 | 3202002l | Black Steel ERW 250mm | 270.8 | m | Material
1094 | 3202002m | Black Steel ERW 300mm | 355.7 | m | Material
1095 | 3202002n | Black Steel ERW 350mm | 443 | m | Material
1096 | 3202002o | Black Steel ERW 400mm | 569.9 | m | Material
1097 | 3202002p | Black Steel ERW 450mm | 748.9 | m | Material
1098 | 3202002q | Black Steel ERW 500mm | 881.7 | m | Material
1099 | 3202002r | Black Steel ERW 550mm | 1 | m | Material
1100 | 3202002s | Black Steel ERW 600mm | 1 | m | Material
1101 | 3202002t | Black Steel ERW 650mm | 1 | m | Material
1102 | 3202002u | Black Steel ERW 700mm | 1 | m | Material
1103 | 3202002v | Black Steel ERW 750mm | 1 | m | Material
1104 | 3202002w | Black Steel ERW 800mm | 1 | m | Material
1105 | 3202002x | Black Steel ERW 850mm | 1 | m | Material
1106 | 3202002y | Black Steel ERW 900mm | 1 | m | Material
1107 | 3202002z | Black Steel ERW 1000mm | 1 | m | Material
1108 | 3202004a | Pre-Insulated Pipe Carbon Steel 20mm | 1 | m | Material
1109 | 3202004b | Pre-Insulated Pipe Carbon Steel 25mm | 1 | m | Material
1110 | 3202004c | Pre-Insulated Pipe Carbon Steel 32mm | 1 | m | Material
1111 | 3202004d | Pre-Insulated Pipe Carbon Steel 40mm | 1 | m | Material
1112 | 3202004e | Pre-Insulated Pipe Carbon Steel 50mm | 1 | m | Material
1113 | 3202004f | Pre-Insulated Pipe Carbon Steel 65mm | 1 | m | Material
1114 | 3202004g | Pre-Insulated Pipe Carbon Steel 80mm | 1 | m | Material
1115 | 3202004h | Pre-Insulated Pipe Carbon Steel 100mm | 1 | m | Material
1116 | 3202004i | Pre-Insulated Pipe Carbon Steel 125mm | 1 | m | Material
1117 | 3202004j | Pre-Insulated Pipe Carbon Steel 150mm | 1 | m | Material
1118 | 3202004k | Pre-Insulated Pipe Carbon Steel 200mm | 1 | m | Material
1119 | 3202004l | Pre-Insulated Pipe Carbon Steel 250mm | 1 | m | Material
1120 | 3202004m | Pre-Insulated Pipe Carbon Steel 300mm | 1 | m | Material
1121 | 3202004n | Pre-Insulated Pipe Carbon Steel 350mm | 1 | m | Material
1122 | 3202004o | Pre-Insulated Pipe Carbon Steel 400mm | 1 | m | Material
1123 | 3202004p | Pre-Insulated Pipe Carbon Steel 450mm | 1 | m | Material
1124 | 3202004q | Pre-Insulated Pipe Carbon Steel 500mm | 1 | m | Material
1125 | 3202004r | Pre-Insulated Pipe Carbon Steel 550mm | 1 | m | Material
1126 | 3202004s | Pre-Insulated Pipe Carbon Steel 600mm | 1 | m | Material
1127 | 3202004t | Pre-Insulated Pipe Carbon Steel 650mm | 1 | m | Material
1128 | 3202004u | Pre-Insulated Pipe Carbon Steel 700mm | 1 | m | Material
1129 | 3202004v | Pre-Insulated Pipe Carbon Steel 750mm | 1 | m | Material
1130 | 3202004w | Pre-Insulated Pipe Carbon Steel 800mm | 1 | m | Material
1131 | 3202004x | Pre-Insulated Pipe Carbon Steel 850mm | 1 | m | Material
1132 | 3202004y | Pre-Insulated Pipe Carbon Steel 900mm | 1 | m | Material
1133 | 3202004z | Pre-Insulated Pipe Carbon Steel 1000mm | 1 | m | Material
1134 | 3202006a | Pre-Insulated Pipe HDPE 20mm | 1 | m | Material
1135 | 3202006b | Pre-Insulated Pipe HDPE 25mm | 1 | m | Material
1136 | 3202006c | Pre-Insulated Pipe HDPE 32mm | 1 | m | Material
1137 | 3202006d | Pre-Insulated Pipe HDPE 40mm | 1 | m | Material
1138 | 3202006e | Pre-Insulated Pipe HDPE 50mm | 1 | m | Material
1139 | 3202006f | Pre-Insulated Pipe HDPE 65mm | 1 | m | Material
1140 | 3202006g | Pre-Insulated Pipe HDPE 80mm | 1 | m | Material
1141 | 3202006h | Pre-Insulated Pipe HDPE 100mm | 1 | m | Material
1142 | 3202006i | Pre-Insulated Pipe HDPE 125mm | 1 | m | Material
1143 | 3202006j | Pre-Insulated Pipe HDPE 150mm | 1 | m | Material
1144 | 3202006k | Pre-Insulated Pipe HDPE 200mm | 1 | m | Material
1145 | 3202006l | Pre-Insulated Pipe HDPE 250mm | 1 | m | Material
1146 | 3202006m | Pre-Insulated Pipe HDPE 300mm | 1 | m | Material
1147 | 3202006n | Pre-Insulated Pipe HDPE 350mm | 1 | m | Material
1148 | 3202006o | Pre-Insulated Pipe HDPE 400mm | 1 | m | Material
1149 | 3202006p | Pre-Insulated Pipe HDPE 450mm | 1 | m | Material
1150 | 3202006q | Pre-Insulated Pipe HDPE 500mm | 1 | m | Material
1151 | 3202006r | Pre-Insulated Pipe HDPE 550mm | 1 | m | Material
1152 | 3202006s | Pre-Insulated Pipe HDPE 600mm | 1 | m | Material
1153 | 3202006t | Pre-Insulated Pipe HDPE 650mm | 1 | m | Material
1154 | 3202006u | Pre-Insulated Pipe HDPE 700mm | 1 | m | Material
1155 | 3202006v | Pre-Insulated Pipe HDPE 750mm | 1 | m | Material
1156 | 3202006w | Pre-Insulated Pipe HDPE 800mm | 1 | m | Material
1157 | 3202006x | Pre-Insulated Pipe HDPE 850mm | 1 | m | Material
1158 | 3202006y | Pre-Insulated Pipe HDPE 900mm | 1 | m | Material
1159 | 3202006z | Pre-Insulated Pipe HDPE 1000mm | 1 | m | Material
1160 | 3203000a | Duct Insulation Polyolefin, 12mm thk | 18.83 | m2 | Material
1161 | 3203000b | Duct Insulation Polyolefin, 25mm thk | 39.06 | m2 | Material
1162 | 3203000c | Duct Insulation Polyolefin, 50mm thk | 64.46 | m2 | Material
1163 | 3203002a | Duct Insulation Elastomeric, 12mm thk | 14.33 | m2 | Material
1164 | 3203002b | Duct Insulation Elastomeric, 25mm thk | 26.56 | m2 | Material
1165 | 3203004a | Duct Insulation 24kg/m3 (25mm thickness) | 7.54 | m2 | Material
1166 | 3203004b | Duct Insulation 48kg/m3 (25mm thickness) | 12 | m2 | Material
1167 | 3203004c | Duct Insulation 48kg/m3 (50mm thickness) | 19 | m2 | Material
1168 | 3203005a | Acoustic Sound Liner 25mm thk 48kg/m3 | 15.95 | m2 | Material
1169 | 3203006a | CHWP Polyolefin Insu 20mm dia, 20mm thk | 7.55 | m | Material
1170 | 3203006b | CHWP Polyolefin Insu 25mm dia, 20mm thk | 8.68 | m | Material
1171 | 3203006c | CHWP Polyolefin Insu 32mm dia, 20mm thk | 9.69 | m | Material
1172 | 3203006d | CHWP Polyolefin Insu 40mm dia, 20mm thk | 10.78 | m | Material
1173 | 3203006e | CHWP Polyolefin Insu 50mm dia, 20mm thk | 12.58 | m | Material
1174 | 3203006f | CHWP Polyolefin Insu 65mm dia, 20mm thk | 16.07 | m | Material
1175 | 3203006g | CHWP Polyolefin Insu 80mm dia, 20mm thk | 18.27 | m | Material
1176 | 3203006h | CHWP Polyolefin Insu 100mm dia, 25mm thk | 29.12 | m | Material
1177 | 3203006i | CHWP Polyolefin Insu 125mm dia, 25mm thk | 34.97 | m | Material
1178 | 3203006j | CHWP Polyolefin Insu 150mm dia, 25mm thk | 51.17 | m | Material
1179 | 3203006k | CHWP Polyolefin Insu 200mm dia, 25mm thk | 59.03 | m | Material
1180 | 3203006l | CHWP Polyolefin Insu 250mm dia, 25mm thk | 68 | m | Material
1181 | 3203006m | CHWP Polyolefin Insu 300mm dia, 32mm thk | 73.95 | m | Material
1182 | 3203006n | CHWP Polyolefin Insu 350mm dia, 32mm thk | 79.9 | m | Material
1183 | 3203006o | CHWP Polyolefin Insu 400mm dia, 32mm thk | 87.55 | m | Material
1184 | 3203006p | CHWP Polyolefin Insu 450mm dia, 32mm thk | 97.75 | m | Material
1185 | 3203006q | CHWP Polyolefin Insu 500mm dia, 32mm thk | 119.21 | m | Material
1186 | 3203006r | CHWP Polyolefin Insu 550mm dia, 32mm thk | 1 | m | Material
1187 | 3203006s | CHWP Polyolefin Insu 600mm dia, 32mm thk | 1 | m | Material
1188 | 3203006t | CHWP Polyolefin Insu 650mm dia, 32mm thk | 1 | m | Material
1189 | 3203006u | CHWP Polyolefin Insu 700mm dia, 32mm thk | 1 | m | Material
1190 | 3203006v | CHWP Polyolefin Insu 750mm dia, 32mm thk | 1 | m | Material
1191 | 3203006w | CHWP Polyolefin Insu 800mm dia, 32mm thk | 1 | m | Material
1192 | 3203006x | CHWP Polyolefin Insu 850mm dia, 32mm thk | 1 | m | Material
1193 | 3203006y | CHWP Polyolefin Insu 900mm dia, 32mm thk | 1 | m | Material
1194 | 3203006z | CHWP Polyolefin Insu 1000mm dia,32mm thk | 1 | m | Material
1195 | 3203009a | CHWP Elastomeric Insu 20mm dia, 25mm thk | 6.55 | m | Material
1196 | 3203009b | CHWP Elastomeric Insu 25mm dia, 25mm thk | 7.52 | m | Material
1197 | 3203009c | CHWP Elastomeric Insu 32mm dia, 25mm thk | 8.2 | m | Material
1198 | 3203009d | CHWP Elastomeric Insu 40mm dia, 25mm thk | 8.97 | m | Material
1199 | 3203009e | CHWP Elastomeric Insu 50mm dia, 25mm thk | 10.67 | m | Material
1200 | 3203009f | CHWP Elastomeric Insu 65mm dia, 25mm thk | 15.82 | m | Material
1201 | 3203009g | CHWP Elastomeric Insu 80mm dia, 25mm thk | 16.1 | m | Material
1202 | 3203009h | CHWP Elastomeric Insu 100mm dia,32mm thk | 28.87 | m | Material
1203 | 3203009i | CHWP Elastomeric Insu 125mm dia,32mm thk | 34.7 | m | Material
1204 | 3203009j | CHWP Elastomeric Insu 150mm dia,32mm thk | 38.49 | m | Material
1205 | 3203009k | CHWP Elastomeric Insu 200mm dia,32mm thk | 56.1 | m | Material
1206 | 3203009l | CHWP Elastomeric Insu 250mm dia,32mm thk | 77.13 | m | Material
1207 | 3203009m | CHWP Elastomeric Insu 300mm dia,32mm thk | 115 | m | Material
1208 | 3203009n | CHWP Elastomeric Insu 350mm dia,32mm thk | 1 | m | Material
1209 | 3203009o | CHWP Elastomeric Insu 400mm dia,32mm thk | 1 | m | Material
1210 | 3203009p | CHWP Elastomeric Insu 450mm dia,32mm thk | 1 | m | Material
1211 | 3203009q | CHWP Elastomeric Insu 500mm dia,32mm thk | 1 | m | Material
1212 | 3203009r | CHWP Elastomeric Insu 550mm dia,32mm thk | 1 | m | Material
1213 | 3203009s | CHWP Elastomeric Insu 600mm dia,32mm thk | 1 | m | Material
1214 | 3203009t | CHWP Elastomeric Insu 650mm dia,32mm thk | 1 | m | Material
1215 | 3203009u | CHWP Elastomeric Insu 700mm dia,32mm thk | 1 | m | Material
1216 | 3203009v | CHWP Elastomeric Insu 750mm dia,32mm thk | 1 | m | Material
1217 | 3203009w | CHWP Elastomeric Insu 800mm dia,32mm thk | 1 | m | Material
1218 | 3203009x | CHWP Elastomeric Insu 850mm dia,32mm thk | 1 | m | Material
1219 | 3203009y | CHWP Elastomeric Insu 900mm dia,32mm thk | 1 | m | Material
1220 | 3203009z | CHWP Elastomeric Insu 1000dia,32mm thk | 1 | m | Material
1221 | 3203012a | CHWP FibreGlass 20mm, 64kg/m3(38mm thk) | 16.88 | m | Material
1222 | 3203012b | CHWP FibreGlass 25mm, 64kg/m3(38mm thk) | 17.92 | m | Material
1223 | 3203012c | CHWP FibreGlass 32mm, 64kg/m3(38mm thk) | 19.42 | m | Material
1224 | 3203012d | CHWP FibreGlass 40mm, 64kg/m3(38mm thk) | 21.08 | m | Material
1225 | 3203012e | CHWP FibreGlass 50mm, 64kg/m3(50mm thk) | 23.13 | m | Material
1226 | 3203012f | CHWP FibreGlass 65mm, 64kg/m3(50mm thk) | 24.5 | m | Material
1227 | 3203012g | CHWP FibreGlass 80mm, 64kg/m3(50mm thk) | 28.33 | m | Material
1228 | 3203012h | CHWP FibreGlass 100mm, 64kg/m3(50mm thk) | 33.63 | m | Material
1229 | 3203012i | CHWP FibreGlass 125mm, 64kg/m3(50mm thk) | 50 | m | Material
1230 | 3203012j | CHWP FibreGlass 150mm, 64kg/m3(50mm thk) | 55.83 | m | Material
1231 | 3203012k | CHWP FibreGlass 200mm, 64kg/m3(50mm thk) | 72.5 | m | Material
1232 | 3203012l | CHWP FibreGlass 250mm, 64kg/m3(50mm thk) | 98.33 | m | Material
1233 | 3203012m | CHWP FibreGlass 300mm, 64kg/m3(75mm thk) | 110.83 | m | Material
1234 | 3203012n | CHWP FibreGlass 350mm, 64kg/m3(75mm thk) | 125.83 | m | Material
1235 | 3203012o | CHWP FibreGlass 400mm, 64kg/m3(75mm thk) | 157.83 | m | Material
1236 | 3203012p | CHWP FibreGlass 450mm, 64kg/m3(75mm thk) | 166.67 | m | Material
1237 | 3203012q | CHWP FibreGlass 500mm, 64kg/m3(75mm thk) | 197.5 | m | Material
1238 | 3203012r | CHWP FibreGlass 550mm, 64kg/m3(75mm thk) | 1 | m | Material
1239 | 3203012s | CHWP FibreGlass 600mm, 64kg/m3(75mm thk) | 1 | m | Material
1240 | 3203012t | CHWP FibreGlass 650mm, 64kg/m3(75mm thk) | 1 | m | Material
1241 | 3203012u | CHWP FibreGlass 700mm, 64kg/m3(75mm thk) | 1 | m | Material
1242 | 3203012v | CHWP FibreGlass 750mm, 64kg/m3(75mm thk) | 1 | m | Material
1243 | 3203012w | CHWP FibreGlass 800mm, 64kg/m3(75mm thk) | 1 | m | Material
1244 | 3203012x | CHWP FibreGlass 850mm, 64kg/m3(75mm thk) | 1 | m | Material
1245 | 3203012y | CHWP FibreGlass 900mm, 64kg/m3(75mm thk) | 1 | m | Material
1246 | 3203012z | CHWP FibreGlass 1000mm,64kg/m3(75mm thk) | 1 | m | Material
1247 | 3203020a | Copper Pipe Insu 1/4 inch, 19mm thk | 2.1 | m | Material
1248 | 3203020b | Copper Pipe Insu 3/8 inch, 19mm thk | 2.27 | m | Material
1249 | 3203020c | Copper Pipe Insu 1/2 inch, 19mm thk | 2.52 | m | Material
1250 | 3203020d | Copper Pipe Insu 5/8 inch, 19mm thk | 2.71 | m | Material
1251 | 3203020e | Copper Pipe Insu 3/4 inch, 19mm thk | 3.04 | m | Material
1252 | 3203020f | Copper Pipe Insu 7/8 inch, 19mm thk | 3.78 | m | Material
1253 | 3203020g | Copper Pipe Insu 1-1/8 inch, 19mm thk | 5 | m | Material
1254 | 3203021a | Copper Pipe Insu 1/4 inch, 25mm thk | 2.8 | m | Material
1255 | 3203021b | Copper Pipe Insu 3/8 inch, 25mm thk | 3.5 | m | Material
1256 | 3203021c | Copper Pipe Insu 1/2 inch, 25mm thk | 4.35 | m | Material
1257 | 3203021d | Copper Pipe Insu 5/8 inch, 25mm thk | 4.58 | m | Material
1258 | 3203021e | Copper Pipe Insu 3/4 inch, 25mm thk | 5.02 | m | Material
1259 | 3203021f | Copper Pipe Insu 7/8 inch, 25mm thk | 9.5 | m | Material
1260 | 3203021g | Copper Pipe Insu 1-1/8 inch, 25mm thk | 11.5 | m | Material
1261 | 3204000a | Isolation Valve 20mm - Cast Bronze Body | 35.75 | no | Material
1262 | 3204000b | Isolation Valve 25mm - Cast Bronze Body | 50.05 | no | Material
1263 | 3204000c | Isolation Valve 32mm - Cast Bronze Body | 77.35 | no | Material
1264 | 3204000d | Isolation Valve 40mm - Cast Bronze Body | 106.6 | no | Material
1265 | 3204000e | Isolation Valve 50mm - Cast Bronze Body | 165.75 | no | Material
1266 | 3204000f | Isolation Valve 65mm - Cast Iron Body | 485.08 | no | Material
1267 | 3204000g | Isolation Valve 80mm - Cast Iron Body | 542.75 | no | Material
1268 | 3204000h | Isolation Valve 100mm - Cast Iron Body | 769.6 | no | Material
1269 | 3204000i | Isolation Valve 125mm - Cast Iron Body | 1049.1 | no | Material
1270 | 3204000j | Isolation Valve 150mm - Cast Iron Body | 1210.3 | no | Material
1271 | 3204000k | Isolation Valve 200mm - Cast Iron Body | 1886.3 | no | Material
1272 | 3204000l | Isolation Valve 250mm - Cast Iron Body | 3554.2 | no | Material
1273 | 3204000m | Isolation Valve 300mm - Cast Iron Body | 1 | no | Material
1274 | 3204000n | Isolation Valve 350mm - Cast Iron Body | 1 | no | Material
1275 | 3204000o | Isolation Valve 400mm - Cast Iron Body | 1 | no | Material
1276 | 3204000p | Isolation Valve 450mm | 1 | no | Material
1277 | 3204000q | Isolation Valve 500mm | 1 | no | Material
1278 | 3204000r | Isolation Valve 550mm | 1 | no | Material
1279 | 3204000s | Isolation Valve 600mm | 1 | no | Material
1280 | 3204000t | Isolation Valve 650mm | 1 | no | Material
1281 | 3204000u | Isolation Valve 700mm | 1 | no | Material
1282 | 3204000v | Isolation Valve 750mm | 1 | no | Material
1283 | 3204000w | Isolation Valve 800mm | 1 | no | Material
1284 | 3204000x | Isolation Valve 850mm | 1 | no | Material
1285 | 3204000y | Isolation Valve 900mm | 1 | no | Material
1286 | 3204000z | Isolation Valve 1000mm | 1 | no | Material
1287 | 3204002a | Butterfly Valve 65mm | 195 | no | Material
1288 | 3204002b | Butterfly Valve 80mm | 211.9 | no | Material
1289 | 3204002c | Butterfly Valve 100mm | 253.5 | no | Material
1290 | 3204002d | Butterfly Valve 125mm | 553.15 | no | Material
1291 | 3204002e | Butterfly Valve 150mm | 743.6 | no | Material
1292 | 3204002f | Butterfly Valve 200mm | 866.45 | no | Material
1293 | 3204002g | Butterfly Valve 250mm | 1161.55 | no | Material
1294 | 3204002h | Butterfly Valve 300mm | 3309.58 | no | Material
1295 | 3204002i | Butterfly Valve 350mm | 3971.5 | no | Material
1296 | 3204002j | Butterfly Valve 400mm | 4855.5 | no | Material
1297 | 3204002k | Butterfly Valve 450mm | 1 | no | Material
1298 | 3204002l | Butterfly Valve 500mm | 1 | no | Material
1299 | 3204002m | Butterfly Valve 550mm | 1 | no | Material
1300 | 3204002n | Butterfly Valve 600mm | 1 | no | Material
1301 | 3204002o | Butterfly Valve 650mm | 1 | no | Material
1302 | 3204002p | Butterfly Valve 700mm | 1 | no | Material
1303 | 3204002q | Butterfly Valve 750mm | 1 | no | Material
1304 | 3204002r | Butterfly Valve 800mm | 1 | no | Material
1305 | 3204002s | Butterfly Valve 850mm | 1 | no | Material
1306 | 3204002t | Butterfly Valve 900mm | 1 | no | Material
1307 | 3204002u | Butterfly Valve 1000mm | 1 | no | Material
1308 | 3204003a | Strainer Valve 20mm | 50 | no | Material
1309 | 3204003b | Strainer Valve 25mm | 54 | no | Material
1310 | 3204003c | Strainer Valve 32mm | 87 | no | Material
1311 | 3204003d | Strainer Valve 40mm | 125 | no | Material
1312 | 3204003e | Strainer Valve 50mm | 160 | no | Material
1313 | 3204003f | Strainer Valve 65mm | 339 | no | Material
1314 | 3204003g | Strainer Valve 80mm | 422 | no | Material
1315 | 3204003h | Strainer Valve 100mm | 563 | no | Material
1316 | 3204003i | Strainer Valve 125mm | 622 | no | Material
1317 | 3204003j | Strainer Valve 150mm | 915 | no | Material
1318 | 3204003k | Strainer Valve 200mm | 1808 | no | Material
1319 | 3204003l | Strainer Valve 250mm | 2609 | no | Material
1320 | 3204003m | Strainer Valve 300mm | 3450 | no | Material
1321 | 3204003n | Strainer Valve 350mm | 1 | no | Material
1322 | 3204003o | Strainer Valve 400mm | 1 | no | Material
1323 | 3204003p | Strainer Valve 450mm | 1 | no | Material
1324 | 3204003q | Strainer Valve 500mm | 1 | no | Material
1325 | 3204003r | Strainer Valve 550mm | 1 | no | Material
1326 | 3204003s | Strainer Valve 600mm | 1 | no | Material
1327 | 3204003t | Strainer Valve 650mm | 1 | no | Material
1328 | 3204003u | Strainer Valve 700mm | 1 | no | Material
1329 | 3204003v | Strainer Valve 750mm | 1 | no | Material
1330 | 3204003w | Strainer Valve 800mm | 1 | no | Material
1331 | 3204003x | Strainer Valve 850mm | 1 | no | Material
1332 | 3204003y | Strainer Valve 900mm | 1 | no | Material
1333 | 3204003z | Strainer Valve 1000mm | 1 | no | Material
1334 | 3204004a | Flexible Connector 20mm | 49 | no | Material
1335 | 3204004b | Flexible Connector 25mm | 56 | no | Material
1336 | 3204004c | Flexible Connector 32mm | 65 | no | Material
1337 | 3204004d | Flexible Connector 40mm | 98 | no | Material
1338 | 3204004e | Flexible Connector 50mm | 113 | no | Material
1339 | 3204004f | Flexible Connector 65mm | 145 | no | Material
1340 | 3204004g | Flexible Connector 80mm | 166 | no | Material
1341 | 3204004h | Flexible Connector 100mm | 245 | no | Material
1342 | 3204004i | Flexible Connector 125mm | 355 | no | Material
1343 | 3204004j | Flexible Connector 150mm | 426 | no | Material
1344 | 3204004k | Flexible Connector 200mm | 733 | no | Material
1345 | 3204004l | Flexible Connector 250mm | 1145 | no | Material
1346 | 3204004m | Flexible Connector 300mm | 1512 | no | Material
1347 | 3204004n | Flexible Connector 350mm | 1 | no | Material
1348 | 3204004o | Flexible Connector 400mm | 1 | no | Material
1349 | 3204004p | Flexible Connector 450mm | 1 | no | Material
1350 | 3204004q | Flexible Connector 500mm | 1 | no | Material
1351 | 3204004r | Flexible Connector 550mm | 1 | no | Material
1352 | 3204004s | Flexible Connector 600mm | 1 | no | Material
1353 | 3204004t | Flexible Connector 650mm | 1 | no | Material
1354 | 3204004u | Flexible Connector 700mm | 1 | no | Material
1355 | 3204004v | Flexible Connector 750mm | 1 | no | Material
1356 | 3204004w | Flexible Connector 800mm | 1 | no | Material
1357 | 3204004x | Flexible Connector 850mm | 1 | no | Material
1358 | 3204004y | Flexible Connector 900mm | 1 | no | Material
1359 | 3204004z | Flexible Connector 1000mm | 1 | no | Material
1360 | 3204005a | Non-Return Valve 20mm | 41.91 | no | Material
1361 | 3204005b | Non-Return Valve 25mm | 61.78 | no | Material
1362 | 3204005c | Non-Return Valve 32mm | 86.8 | no | Material
1363 | 3204005d | Non-Return Valve 40mm | 113.75 | no | Material
1364 | 3204005e | Non-Return Valve 50mm | 177.5 | no | Material
1365 | 3204005f | Non-Return Valve 65mm | 188 | no | Material
1366 | 3204005g | Non-Return Valve 80mm | 253.76 | no | Material
1367 | 3204005h | Non-Return Valve 100mm | 356.4 | no | Material
1368 | 3204005i | Non-Return Valve 125mm | 576 | no | Material
1369 | 3204005j | Non-Return Valve 150mm | 648 | no | Material
1370 | 3204005k | Non-Return Valve 200mm | 1067.4 | no | Material
1371 | 3204005l | Non-Return Valve 250mm | 1564.2 | no | Material
1372 | 3204005m | Non-Return Valve 300mm | 2190.6 | no | Material
1373 | 3204005n | Non-Return Valve 350mm | 1 | no | Material
1374 | 3204005o | Non-Return Valve 400mm | 1 | no | Material
1375 | 3204005p | Non-Return Valve 450mm | 1 | no | Material
1376 | 3204005q | Non-Return Valve 500mm | 1 | no | Material
1377 | 3204005r | Non-Return Valve 550mm | 1 | no | Material
1378 | 3204005s | Non-Return Valve 600mm | 1 | no | Material
1379 | 3204005t | Non-Return Valve 650mm | 1 | no | Material
1380 | 3204005u | Non-Return Valve 700mm | 1 | no | Material
1381 | 3204005v | Non-Return Valve 750mm | 1 | no | Material
1382 | 3204005w | Non-Return Valve 800mm | 1 | no | Material
1383 | 3204005x | Non-Return Valve 850mm | 1 | no | Material
1384 | 3204005y | Non-Return Valve 900mm | 1 | no | Material
1385 | 3204005z | Non-Return Valve 1000mm | 1 | no | Material
1386 | 3204006a | Double Regulating Valve 20mm | 172.25 | no | Material
1387 | 3204006b | Double Regulating Valve 25mm | 187.2 | no | Material
1388 | 3204006c | Double Regulating Valve 32mm | 220.35 | no | Material
1389 | 3204006d | Double Regulating Valve 40mm | 293.15 | no | Material
1390 | 3204006e | Double Regulating Valve 50mm | 362.7 | no | Material
1391 | 3204006f | Double Regulating Valve 65mm | 544.05 | no | Material
1392 | 3204006g | Double Regulating Valve 80mm | 955.5 | no | Material
1393 | 3204006h | Double Regulating Valve 100mm | 1241.5 | no | Material
1394 | 3204006i | Double Regulating Valve 125mm | 1729 | no | Material
1395 | 3204006j | Double Regulating Valve 150mm | 1989 | no | Material
1396 | 3204006k | Double Regulating Valve 200mm | 4299.75 | no | Material
1397 | 3204006l | Double Regulating Valve 250mm | 6626.75 | no | Material
1398 | 3204006m | Double Regulating Valve 300mm | 9145 | no | Material
1399 | 3204006n | Double Regulating Valve 350mm | 1 | no | Material
1400 | 3204006o | Double Regulating Valve 400mm | 1 | no | Material
1401 | 3204006p | Double Regulating Valve 450mm | 1 | no | Material
1402 | 3204006q | Double Regulating Valve 500mm | 1 | no | Material
1403 | 3204006r | Double Regulating Valve 550mm | 1 | no | Material
1404 | 3204006s | Double Regulating Valve 600mm | 1 | no | Material
1405 | 3204006t | Double Regulating Valve 650mm | 1 | no | Material
1406 | 3204006u | Double Regulating Valve 700mm | 1 | no | Material
1407 | 3204006v | Double Regulating Valve 750mm | 1 | no | Material
1408 | 3204006w | Double Regulating Valve 800mm | 1 | no | Material
1409 | 3204006x | Double Regulating Valve 8500mm | 1 | no | Material
1410 | 3204006y | Double Regulating Valve 900mm | 1 | no | Material
1411 | 3204006z | Double Regulating Valve 1000mm | 1 | no | Material
1412 | 3204007a | Commissioning Set 20mm | 256 | no | Material
1413 | 3204007b | Commissioning Set 25mm | 278 | no | Material
1414 | 3204007c | Commissioning Set 32mm | 328 | no | Material
1415 | 3204007d | Commissioning Set 40mm | 480 | no | Material
1416 | 3204007e | Commissioning Set 50mm | 539 | no | Material
1417 | 3204007f | Commissioning Set 65mm | 1089 | no | Material
1418 | 3204007g | Commissioning Set 80mm | 1494 | no | Material
1419 | 3204007h | Commissioning Set 100mm | 1942 | no | Material
1420 | 3204007i | Commissioning Set 125mm | 2670.25 | no | Material
1421 | 3204007j | Commissioning Set 150mm | 3113 | no | Material
1422 | 3204007k | Commissioning Set 200mm | 6728 | no | Material
1423 | 3204007l | Commissioning Set 250mm | 8378 | no | Material
1424 | 3204007m | Commissioning Set 300mm | 1 | no | Material
1425 | 3204007n | Commissioning Set 350mm | 1 | no | Material
1426 | 3204007o | Commissioning Set 400mm | 1 | no | Material
1427 | 3204007p | Commissioning Set 450mm | 1 | no | Material
1428 | 3204007q | Commissioning Set 500mm | 1 | no | Material
1429 | 3204007r | Commissioning Set 550mm | 1 | no | Material
1430 | 3204007s | Commissioning Set 600mm | 1 | no | Material
1431 | 3204007t | Commissioning Set 650mm | 1 | no | Material
1432 | 3204007u | Commissioning Set 700mm | 1 | no | Material
1433 | 3204007v | Commissioning Set 750mm | 1 | no | Material
1434 | 3204007w | Commissioning Set 800mm | 1 | no | Material
1435 | 3204007x | Commissioning Set 850mm | 1 | no | Material
1436 | 3204007y | Commissioning Set 900mm | 1 | no | Material
1437 | 3204007z | Commissioning Set 100mm | 1 | no | Material
1438 | 3204008a | PICV 20mm | 1025.66 | no | Material
1439 | 3204008b | PICV 25mm | 1174.62 | no | Material
1440 | 3204008c | PICV 32mm | 1606.57 | no | Material
1441 | 3204008d | PICV 40mm | 6303.96 | no | Material
1442 | 3204008e | PICV 50mm | 6642.89 | no | Material
1443 | 3204008f | PICV 65mm | 13529.8 | no | Material
1444 | 3204008g | PICV 80mm | 15590.45 | no | Material
1445 | 3204008h | PICV 100mm | 30394.59 | no | Material
1446 | 3204008i | PICV 125mm | 35858.03 | no | Material
1447 | 3204008j | PICV 150mm | 50025 | no | Material
1448 | 3204008k | PICV 200mm | 66700 | no | Material
1449 | 3204008l | PICV 250mm | 83375 | no | Material
1450 | 3204008m | PICV 300mm | 95000 | no | Material
1451 | 3204008n | PICV 350mm | 1 | no | Material
1452 | 3204008o | PICV 400mm | 1 | no | Material
1453 | 3204008p | PICV 450mm | 1 | no | Material
1454 | 3204008q | PICV 500mm | 1 | no | Material
1455 | 3204008r | PICV 550mm | 1 | no | Material
1456 | 3204008s | PICV 600mm | 1 | no | Material
1457 | 3204008t | PICV 650mm | 1 | no | Material
1458 | 3204008u | PICV 700mm | 1 | no | Material
1459 | 3204008v | PICV 750mm | 1 | no | Material
1460 | 3204008w | PICV 800mm | 1 | no | Material
1461 | 3204008x | PICV 850mm | 1 | no | Material
1462 | 3204008y | PICV 900mm | 1 | no | Material
1463 | 3204008z | PICV 1000mm | 1 | no | Material
1464 | 3204009a | BTU Meter 20mm | 950 | no | Material
1465 | 3204009b | BTU Meter 25mm | 975 | no | Material
1466 | 3204009c | BTU Meter 32mm | 1175 | no | Material
1467 | 3204009d | BTU Meter 40mm | 1400 | no | Material
1468 | 3204009e | BTU Meter 50mm | 2400 | no | Material
1469 | 3204009f | BTU Meter 65mm | 3700 | no | Material
1470 | 3204009g | BTU Meter 80mm | 5460 | no | Material
1471 | 3204009h | BTU Meter 100mm | 6710 | no | Material
1472 | 3204009i | BTU Meter 125mm | 11410 | no | Material
1473 | 3204009j | BTU Meter 150mm | 1 | no | Material
1474 | 3204009k | BTU Meter 200mm | 1 | no | Material
1475 | 3204009l | BTU Meter 250mm | 1 | no | Material
1476 | 3204009m | BTU Meter 300mm | 1 | no | Material
1477 | 3204009n | BTU Meter 350mm | 1 | no | Material
1478 | 3204009o | BTU Meter 400mm | 1 | no | Material
1479 | 3204010a | Union 20mm | 6.78 | no | Accessories
1480 | 3204010b | Union 25mm | 7.84 | no | Accessories
1481 | 3204010c | Union 32mm | 15 | no | Accessories
1482 | 3204010d | Union 40mm | 20 | no | Accessories
1483 | 3204010e | Union 50mm | 25.01 | no | Accessories
1484 | 3204011a | Orifice Plate - Metering Station 20mm | 108 | no | Material
1485 | 3204011b | Orifice Plate - Metering Station 25mm | 138 | no | Material
1486 | 3204011c | Orifice Plate - Metering Station 32mm | 154 | no | Material
1487 | 3204011d | Orifice Plate - Metering Station 40mm | 187 | no | Material
1488 | 3204011e | Orifice Plate - Metering Station 50mm | 210 | no | Material
1489 | 3204011f | Orifice Plate - Metering Station 65mm | 320 | no | Material
1490 | 3204011g | Orifice Plate - Metering Station 80mm | 351 | no | Material
1491 | 3204011h | Orifice Plate - Metering Station 100mm | 371 | no | Material
1492 | 3204011i | Orifice Plate - Metering Station 125mm | 450 | no | Material
1493 | 3204011j | Orifice Plate - Metering Station 150mm | 510 | no | Material
1494 | 3204011k | Orifice Plate - Metering Station 200mm | 711 | no | Material
1495 | 3204011l | Orifice Plate - Metering Station 250mm | 850 | no | Material
1496 | 3204011m | Orifice Plate - Metering Station 300mm | 1100 | no | Material
1497 | 3204011n | Orifice Plate - Metering Station 350mm | 1250 | no | Material
1498 | 3204011o | Orifice Plate - Metering Station 400mm | 1400 | no | Material
1499 | 3204011p | Orifice Plate - Metering Station 450mm | 1500 | no | Material
1500 | 3204011q | Orifice Plate - Metering Station 500mm | 1800 | no | Material
1501 | 3204011r | Orifice Plate - Metering Station 550mm | 1950 | no | Material
1502 | 3204011s | Orifice Plate - Metering Station 600mm | 2300 | no | Material
1503 | 3204011t | Orifice Plate - Metering Station 650mm | 2450 | no | Material
1504 | 3204011u | Orifice Plate - Metering Station 700mm | 2600 | no | Material
1505 | 3204011v | Orifice Plate - Metering Station 750mm | 2800 | no | Material
1506 | 3204011w | Orifice Plate - Metering Station 800mm | 3500 | no | Material
1507 | 3204093 | Pressure Gauge | 150 | no | Material
1508 | 3204094 | Thermometer Gauge | 150 | no | Material
1509 | 3204095 | Test point - 1/4 inch | 20 | no | Accessories
1510 | 3204096 | Drain Cock | 25 | no | Accessories
1511 | 3204097 | Air Vent 25mm | 20 | no | Accessories
1512 | 3205000a | Copper Pipe 1/4 inch Soft Drawn | 5.19 | m | Material
1513 | 3205000b | Copper Pipe 3/8 inch Soft Drawn | 8.11 | m | Material
1514 | 3205000c | Copper Pipe 1/2 inch Soft Drawn | 11.26 | m | Material
1515 | 3205000d | Copper Pipe 5/8 inch Soft Drawn | 14.59 | m | Material
1516 | 3205000e | Copper Pipe 3/4 inch Soft Drawn | 23.98 | m | Material
1517 | 3205000f | Copper Pipe 7/8 inch Soft Drawn | 27.98 | m | Material
1518 | 3205000g | Copper Pipe 1-1/8 inch Soft Drawn | 45.91 | m | Material
1519 | 3205001a | Copper Pipe 1/4 inch Hard Drawn | 5.19 | m | Material
1520 | 3205001b | Copper Pipe 3/8 inch Hard Drawn | 8.12 | m | Material
1521 | 3205001c | Copper Pipe 1/2 inch Hard Drawn | 12.97 | m | Material
1522 | 3205001d | Copper Pipe 5/8 inch Hard Drawn | 18.08 | m | Material
1523 | 3205001e | Copper Pipe 3/4 inch Hard Drawn | 25.5 | m | Material
1524 | 3205001f | Copper Pipe 7/8 inch Hard Drawn | 28.61 | m | Material
1525 | 3205001g | Copper Pipe 1-1/8 inch Hard Drawn | 45.91 | m | Material
1526 | 3301000a | PPR Pipes 20mm (Outside Diameter) | 1.6 | m | Material
1527 | 3301000b | PPR Pipes 25mm (Outside Diameter) | 4.7 | m | Material
1528 | 3301000c | PPR Pipes 32mm (Outside Diameter) | 6.3 | m | Material
1529 | 3301000d | PPR Pipes 40mm (Outside Diameter) | 9 | m | Material
1530 | 3301000e | PPR Pipes 50mm (Outside Diameter) | 16.3 | m | Material
1531 | 3301000f | PPR Pipes 65mm (Outside Diameter) | 25.13 | m | Material
1532 | 3301000g | PPR Pipes 75mm (Outside Diameter) | 34.62 | m | Material
1533 | 3301000h | PPR Pipes 90mm (Outside Diameter) | 63.6 | m | Material
1534 | 3301000i | PPR Pipes 110mm (Outside Diameter) | 80 | m | Material
1535 | 3301000j | PPR Pipes 125mm (Outside Diameter) | 155 | m | Material
1536 | 3301000k | PPR Pipes 160mm (Outside Diameter) | 160 | m | Material
1537 | 3301000l | PPR Pipes 200mm (Outside Diameter) | 1 | m | Material
1538 | 3301000m | PPR Pipes 250mm (Outside Diameter) | 1 | m | Material
1539 | 3301000n | PPR Pipes 300mm (Outside Diameter) | 1 | m | Material
1540 | 3301001a | PPR-CT Pipes 20mm (OD) - SDR-7.4 | 4.54 | m | Material
1541 | 3301001b | PPR-CT Pipes 25mm (OD) - SDR-7.4 | 6.33 | m | Material
1542 | 3301001c | PPR-CT Pipes 32mm (OD) - SDR-7.4 | 9.9 | m | Material
1543 | 3301001d | PPR-CT Pipes 40mm (OD) - SDR-7.4 | 15.06 | m | Material
1544 | 3301001e | PPR-CT Pipes 50mm (OD) - SDR-7.4 | 22.11 | m | Material
1545 | 3301001f | PPR-CT Pipes 65mm (OD) - SDR-7.4 | 47.14 | m | Material
1546 | 3301001g | PPR-CT Pipes 75mm (OD) - SDR-7.4 | 51.8 | m | Material
1547 | 3301001h | PPR-CT Pipes 90mm (OD) - SDR-7.4 | 75.36 | m | Material
1548 | 3301001i | PPR-CT Pipes 110mm (OD) - SDR-7.4 | 114.1 | m | Material
1549 | 3301001j | PPR-CT Pipes 125mm (OD) - SDR-7.4 | 217.76 | m | Material
1550 | 3301001k | PPR-CT Pipes 160mm (OD) - SDR-7.4 | 253.2 | m | Material
1551 | 3301001l | PPR-CT Pipes 200mm (OD) - SDR-7.4 | 1 | m | Material
1552 | 3301001m | PPR-CT Pipes 250mm (OD) - SDR-7.4 | 1 | m | Material
1553 | 3301001n | PPR-CT Pipes 300mm (OD) - SDR-7.4 | 1 | m | Material
1554 | 3301002a | PPR-CT Pipes 20mm (OD) - SDR-6 | 7.55 | m | Material
1555 | 3301002b | PPR-CT Pipes 25mm (OD) - SDR-6 | 9.44 | m | Material
1556 | 3301002c | PPR-CT Pipes 32mm (OD) - SDR-6 | 13.84 | m | Material
1557 | 3301002d | PPR-CT Pipes 40mm (OD) - SDR-6 | 18.82 | m | Material
1558 | 3301002e | PPR-CT Pipes 50mm (OD) - SDR-6 | 31.67 | m | Material
1559 | 3301002f | PPR-CT Pipes 65mm (OD) - SDR-6 | 50.49 | m | Material
1560 | 3301002g | PPR-CT Pipes 75mm (OD) - SDR-6 | 75.78 | m | Material
1561 | 3301002h | PPR-CT Pipes 90mm (OD) - SDR-6 | 111.85 | m | Material
1562 | 3301002i | PPR-CT Pipes 110mm (OD) - SDR-6 | 201.18 | m | Material
1563 | 3301002j | PPR-CT Pipes 125mm (OD) - SDR-6 | 219.64 | m | Material
1564 | 3301002k | PPR-CT Pipes 160mm (OD) - SDR-6 | 255.58 | m | Material
1565 | 3301002l | PPR-CT Pipes 200mm (OD) - SDR-6 | 1 | m | Material
1566 | 3301002m | PPR-CT Pipes 250mm (OD) - SDR-6 | 1 | m | Material
1567 | 3301002n | PPR-CT Pipes 300mm (OD) - SDR-6 | 1 | m | Material
1568 | 3301003a | MLCP 20mm (Outside Diameter) | 5.71 | m | Material
1569 | 3301003b | MLCP 25mm (Outside Diameter) | 11.42 | m | Material
1570 | 3301003c | MLCP 32mm (Outside Diameter) | 16.18 | m | Material
1571 | 3301003d | MLCP 40mm (Outside Diameter) | 39.98 | m | Material
1572 | 3301003e | MLCP 50mm (Outside Diameter) | 59.02 | m | Material
1573 | 3301003f | MLCP 65mm (Outside Diameter) | 89.49 | m | Material
1574 | 3301003g | MLCP 75mm (Outside Diameter) | 172.3 | m | Material
1575 | 3301003h | MLCP 90mm (Outside Diameter) | 260.7 | m | Material
1576 | 3301003i | MLCP 110mm (Outside Diameter) | 320 | m | Material
1577 | 3301003j | MLCP 125mm (Outside Diameter) | 1 | m | Material
1578 | 3301003k | MLCP 160mm (Outside Diameter) | 1 | m | Material
1579 | 3301003l | MLCP 200mm (Outside Diameter) | 1 | m | Material
1580 | 3301003m | MLCP 250mm (Outside Diameter) | 1 | m | Material
1581 | 3301003n | MLCP 300mm (Outside Diameter) | 1 | m | Material
1582 | 3301007a | HDPE Water Supply 20mm | 1.14 | m | Material
1583 | 3301007b | HDPE Water Supply 25mm | 1.28 | m | Material
1584 | 3301007c | HDPE Water Supply 32mm | 1.3 | m | Material
1585 | 3301007d | HDPE Water Supply 40mm | 2.1 | m | Material
1586 | 3301007e | HDPE Water Supply 50mm | 3.25 | m | Material
1587 | 3301007f | HDPE Water Supply 65mm | 5.1 | m | Material
1588 | 3301007g | HDPE Water Supply 75mm | 19.08 | m | Material
1589 | 3301007h | HDPE Water Supply 110mm | 23.85 | m | Material
1590 | 3301007i | HDPE Water Supply 125mm | 32.79 | m | Material
1591 | 3301007j | HDPE Water Supply 160mm | 38.16 | m | Material
1592 | 3301007k | HDPE Water Supply 200mm | 1 | m | Material
1593 | 3301007l | HDPE Water Supply 250mm | 1 | m | Material
1594 | 3301007m | HDPE Water Supply 300mm | 1 | m | Material
1595 | 3301011a | uPVC Class-E 15mm | 1.28 | m | Material
1596 | 3301011b | uPVC Class-E 20mm | 1.69 | m | Material
1597 | 3301011c | uPVC Class-E 25mm | 1.91 | m | Material
1598 | 3301011d | uPVC Class-E 32mm | 3.18 | m | Material
1599 | 3301011e | uPVC Class-E 40mm | 5.27 | m | Material
1600 | 3301011f | uPVC Class-E 50mm | 6.04 | m | Material
1601 | 3301011g | uPVC Class-E 65mm | 12.03 | m | Material
1602 | 3301011h | uPVC Class-E 80mm | 15.78 | m | Material
1603 | 3301011i | uPVC Class-E 110mm | 25.94 | m | Material
1604 | 3301011j | uPVC Class-E 125mm | 70.55 | m | Material
1605 | 3301011k | uPVC Class-E 160mm | 91.84 | m | Material
1606 | 3301011l | uPVC Class-E 200mm | 1 | m | Material
1607 | 3301011m | uPVC Class-E 250mm | 1 | m | Material
1608 | 3301011n | uPVC Class-E 300mm | 1 | m | Material
1609 | 3301013a | CPVC Pressure Pipes 15mm | 12.04 | m | Material
1610 | 3301013b | CPVC Pressure Pipes 20mm | 16.4 | m | Material
1611 | 3301013c | CPVC Pressure Pipes 25mm | 24.11 | m | Material
1612 | 3301013d | CPVC Pressure Pipes 32mm | 33.46 | m | Material
1613 | 3301013e | CPVC Pressure Pipes 40mm | 40.55 | m | Material
1614 | 3301013f | CPVC Pressure Pipes 50mm | 56.17 | m | Material
1615 | 3301013g | CPVC Pressure Pipes 65mm | 85.27 | m | Material
1616 | 3301013h | CPVC Pressure Pipes 80mm | 103.51 | m | Material
1617 | 3301013i | CPVC Pressure Pipes 110mm | 150.92 | m | Material
1618 | 3301013j | CPVC Pressure Pipes 125mm | 249.32 | m | Material
1619 | 3301013k | CPVC Pressure Pipes 160mm | 290.12 | m | Material
1620 | 3301013l | CPVC Pressure Pipes 200mm | 505.45 | m | Material
1621 | 3301013m | CPVC Pressure Pipes 250mm | 819.82 | m | Material
1622 | 3301013n | CPVC Pressure Pipes 300mm | 1111.52 | m | Material
1623 | 3301015a | Copper Pipe 15mm | 13.23 | m | Material
1624 | 3301015b | Copper Pipe 22mm | 24.65 | m | Material
1625 | 3301015c | Copper Pipe 28mm | 31.9 | m | Material
1626 | 3301015d | Copper Pipe 35mm | 56.06 | m | Material
1627 | 3301015e | Copper Pipe 42mm | 68.22 | m | Material
1628 | 3301015f | Copper Pipe 54mm | 90.43 | m | Material
1629 | 3301015g | Copper Pipe 67mm | 122.05 | m | Material
1630 | 3301015h | Copper Pipe 76mm | 159.93 | m | Material
1631 | 3301015i | Copper Pipe 108mm | 231.27 | m | Material
1632 | 3301015j | Copper Pipe 159mm | 531.67 | m | Material
1633 | 3301020a | Stainless Steel 316L Seamless - 20mm | 85 | m | Material
1634 | 3301020b | Stainless Steel 316L Seamless - 25mm | 145 | m | Material
1635 | 3301020c | Stainless Steel 316L Seamless - 32mm | 180 | m | Material
1636 | 3301020d | Stainless Steel 316L Seamless - 40mm | 195 | m | Material
1637 | 3301020e | Stainless Steel 316L Seamless - 50mm | 275 | m | Material
1638 | 3301020f | Stainless Steel 316L Seamless - 65mm | 460 | m | Material
1639 | 3301020g | Stainless Steel 316L Seamless - 80mm | 575 | m | Material
1640 | 3301020h | Stainless Steel 316L Seamless - 110mm | 755 | m | Material
1641 | 3301020i | Stainless Steel 316L Seamless - 125mm | 1220 | m | Material
1642 | 3301020j | Stainless Steel 316L Seamless - 150mm | 1410 | m | Material
1643 | 33010500 | PEX Pipe 15mm | 2 | m | Material
1644 | 33010501 | PEX Pipe 20mm | 4 | m | Material
1645 | 33010502 | Corrugated Pipe 15mm | 0.65 | m | Accessories
1646 | 33010503 | Corrugated Pipe 20mm | 1.3 | m | Accessories
1647 | 33010504 | Brass Male Adapter 16x1/2inch | 2.7 | no | Accessories
1648 | 33010505 | Brass Female Elbow + Box&Screw 16x1/2 in | 6 | no | Accessories
1649 | 33010506 | Brass Male Adapter 20x1/2inch | 4.5 | no | Accessories
1650 | 33010507 | Brass Female Elbow + Box&Screw 20x1/2 in | 8.9 | no | Accessories
1651 | 33010508 | Bronze Male Adapter 16x1/2inch | 16.8 | no | Accessories
1652 | 33010509 | Bronze Female Elbow + Box&Screw 16x1/2 | 25.8 | no | Accessories
1653 | 33010510 | Bronze Male Adapter 20x1/2inch | 1 | no | Accessories
1654 | 33010511 | Bronze Female Elbow + Box&Screw 20x1/2 | 1 | no | Accessories
1655 | 33010512 |  | 0 | no
1656 | 3302000a | uPVC Pipe Above Ground-32mm (BS-5255) | 3.32 | m | Material
1657 | 3302000b | uPVC Pipe Above Ground-40mm (BS-5255) | 4.14 | m | Material
1658 | 3302000c | uPVC Pipe Above Ground-50mm (BS-5255) | 5.68 | m | Material
1659 | 3302000d | uPVC Pipe Above Ground-80mm (BSEN-1329) | 7.3 | m | Material
1660 | 3302000e | uPVC Pipe Above Ground-110mm (BSEN-1329) | 10.11 | m | Material
1661 | 3302000f | uPVC Pipe Above Ground-160mm (BSEN-1329) | 15.7 | m | Material
1662 | 3302000g | uPVC Pipe Above Ground-200mm (BSEN-1329) | 28.78 | m | Material
1663 | 3302000h | uPVC Pipe Above Ground-250mm (BSEN-1329) | 49.52 | m | Material
1664 | 3302000i | uPVC Pipe Above Ground-300mm (BSEN-1329) | 77.46 | m | Material
1665 | 3302003a | uPVC Pipe UnderGround-80mm (BSEN-1401) | 7.5 | m | Material
1666 | 3302003b | uPVC Pipe UnderGround-110mm (BSEN-1401) | 10.21 | m | Material
1667 | 3302003c | uPVC Pipe UnderGround-160mm (BSEN-1401) | 20.76 | m | Material
1668 | 3302003d | uPVC Pipe UnderGround-200mm (BSEN-1401) | 31.57 | m | Material
1669 | 3302003e | uPVC Pipe UnderGround-250mm (BSEN-1401) | 48.32 | m | Material
1670 | 3302003f | uPVC Pipe UnderGround-300mm (BSEN-1401) | 77.7 | m | Material
1671 | 3302003g | uPVC Pipe UnderGround-400mm (BSEN-1401) | 115 | m | Material
1672 | 3302004c | uPVC Silent Pipe Above Ground-50mm | 9.83 | m | Material
1673 | 3302004d | uPVC Silent Pipe Above Ground-80mm | 14.97 | m | Material
1674 | 3302004e | uPVC Silent Pipe Above Ground-110mm | 24.43 | m | Material
1675 | 3302004f | uPVC Silent Pipe Above Ground-160mm | 40.86 | m | Material
1676 | 3302004g | uPVC Silent Pipe Above Ground-200mm | 58.74 | m | Material
1677 | 3302005a | HDPE Drainage Pipes 50mm | 3.84 | m | Material
1678 | 3302005b | HDPE Drainage Pipes 80mm | 5.8 | m | Material
1679 | 3302005c | HDPE Drainage Pipes 110mm | 11.98 | m | Material
1680 | 3302005d | HDPE Drainage Pipes 160mm | 25.96 | m | Material
1681 | 3302005e | HDPE Drainage Pipes 200mm | 37.32 | m | Material
1682 | 3302007a | GRP Pipes - 80mm | 62 | m | Material
1683 | 3302007b | GRP Pipes - 100mm | 68 | m | Material
1684 | 3302007c | GRP Pipes - 150mm | 70 | m | Material
1685 | 3302007d | GRP Pipes - 200mm | 95 | m | Material
1686 | 3302007e | GRP Pipes - 250mm | 104 | m | Material
1687 | 3302007f | GRP Pipes - 300mm | 118 | m | Material
1688 | 3302007g | GRP Pipes - 350mm | 149 | m | Material
1689 | 3302007h | GRP Pipes - 400mm | 170 | m | Material
1690 | 3302007i | GRP Pipes - 450mm | 185 | m | Material
1691 | 3302007j | GRP Pipes - 500mm | 199 | m | Material
1692 | 3302007k | GRP Pipes - 550mm | 307 | m | Material
1693 | 3302007l | GRP Pipes - 600mm | 335 | m | Material
1694 | 3302007m | GRP Pipes - 650mm | 344 | m | Material
1695 | 3302007n | GRP Pipes - 700mm | 370 | m | Material
1696 | 3302007o | GRP Pipes - 750mm | 436 | m | Material
1697 | 3302007p | GRP Pipes - 800mm | 465 | m | Material
1698 | 3302007q | GRP Pipes - 850mm | 506 | m | Material
1699 | 3302007r | GRP Pipes - 900mm | 535 | m | Material
1700 | 3302007s | GRP Pipes - 950mm | 566 | m | Material
1701 | 3302007t | GRP Pipes - 1000mm | 595 | m | Material
1702 | 3303000a | WS Pipe Insu Polyolefin 20mm(25mm thk) | 7.01 | m | Material
1703 | 3303000b | WS Pipe Insu Polyolefin 25mm(25mm thk) | 7.27 | m | Material
1704 | 3303000c | WS Pipe Insu Polyolefin 32mm(25mm thk) | 8.12 | m | Material
1705 | 3303000d | WS Pipe Insu Polyolefin 40mm(25mm thk) | 9.18 | m | Material
1706 | 3303000e | WS Pipe Insu Polyolefin 50mm(25mm thk) | 10.82 | m | Material
1707 | 3303000f | WS Pipe Insu Polyolefin 65mm(25mm thk) | 13.11 | m | Material
1708 | 3303000g | WS Pipe Insu Polyolefin 80mm(25mm thk) | 17.57 | m | Material
1709 | 3303000h | WS Pipe Insu Polyolefin 90mm(25mm thk) | 20.07 | m | Material
1710 | 3303000i | WS Pipe Insu Polyolefin 110mm(25mm thk) | 22.3 | m | Material
1711 | 3303000j | WS Pipe Insu Polyolefin 125mm(25mm thk) | 43.62 | m | Material
1712 | 3303000k | WS Pipe Insu Polyolefin 160mm(25mm thk) | 50.76 | m | Material
1713 | 3303000l | WS Pipe Insu Polyolefin 200mm(25mm thk) | 1 | m | Material
1714 | 3303000m | WS Pipe Insu Polyolefin 250mm(25mm thk) | 1 | m | Material
1715 | 3303000n | WS Pipe Insu Polyolefin 300mm(25mm thk) | 1 | m | Material
1716 | 3303005a | WS Pipe Insu Elastomeric 20mm(25mm thk) | 8.03 | m | Material
1717 | 3303005b | WS Pipe Insu Elastomeric 25mm(25mm thk) | 9.49 | m | Material
1718 | 3303005c | WS Pipe Insu Elastomeric 32mm(25mm thk) | 10.34 | m | Material
1719 | 3303005d | WS Pipe Insu Elastomeric 40mm(25mm thk) | 11.3 | m | Material
1720 | 3303005e | WS Pipe Insu Elastomeric 50mm(25mm thk) | 13.47 | m | Material
1721 | 3303005f | WS Pipe Insu Elastomeric 65mm(25mm thk) | 15.98 | m | Material
1722 | 3303005g | WS Pipe Insu Elastomeric 80mm(25mm thk) | 19.26 | m | Material
1723 | 3303005h | WS Pipe Insu Elastomeric 90mm(25mm thk) | 23.79 | m | Material
1724 | 3303005i | WS Pipe Insu Elastomeric 110mm(25mm thk) | 26 | m | Material
1725 | 3303005j | WS Pipe Insu Elastomeric 125mm(25mm thk) | 28 | m | Material
1726 | 3303005k | WS Pipe Insu Elastomeric 160mm(25mm thk) | 35 | m | Material
1727 | 3303005l | WS Pipe Insu Elastomeric 200mm(25mm thk) | 42 | m | Material
1728 | 3303005m | WS Pipe Insu Elastomeric 250mm(25mm thk) | 1 | m | Material
1729 | 3303005n | WS Pipe Insu Elastomeric 300mm(25mm thk) | 1 | m | Material
1730 | 3303007a | FiberGlass 20mm, 64kg/m3 (25mm thk) | 9.63 | m | Material
1731 | 3303007b | FiberGlass 25mm, 64kg/m3 (25mm thk) | 10.02 | m | Material
1732 | 3303007c | FiberGlass 32mm, 64kg/m3 (25mm thk) | 10.88 | m | Material
1733 | 3303007d | FiberGlass 40mm, 64kg/m3 (25mm thk) | 11.77 | m | Material
1734 | 3303007e | FiberGlass 50mm, 64kg/m3 (25mm thk) | 13.41 | m | Material
1735 | 3303007f | FiberGlass 65mm, 64kg/m3 (25mm thk) | 14.7 | m | Material
1736 | 3303007g | FiberGlass 80mm, 64kg/m3 (25mm thk) | 16.1 | m | Material
1737 | 3303007h | FiberGlass 90mm, 64kg/m3 (25mm thk) | 18.18 | m | Material
1738 | 3303007i | FiberGlass 110mm, 64kg/m3 (25mm thk) | 19.33 | m | Material
1739 | 3303007j | FiberGlass 125mm, 64kg/m3 (25mm thk) | 23.92 | m | Material
1740 | 3303007k | FiberGlass 160mm, 64kg/m3 (25mm thk) | 26.63 | m | Material
1741 | 3303007l | FiberGlass 200mm, 64kg/m3 (25mm thk) | 40 | m | Material
1742 | 3303007m | FiberGlass 250mm, 64kg/m3 (25mm thk) | 1 | m | Material
1743 | 3303007n | FiberGlass 300mm, 64kg/m3 (25mm thk) | 1 | m | Material
1744 | 3303011a | Condensate Pipe Insulation 20mm | 5.3 | m | Material
1745 | 3303011b | Condensate Pipe Insulation 25mm | 5.77 | m | Material
1746 | 3303011c | Condensate Pipe Insulation 32mm | 6.83 | m | Material
1747 | 3303011d | Condensate Pipe Insulation 40mm | 7.44 | m | Material
1748 | 3303011e | Condensate Pipe Insulation 50mm | 8.89 | m | Material
1749 | 3303011f | Condensate Pipe Insulation 65mm | 9.5 | m | Material
1750 | 3303011g | Condensate Pipe Insulation 80mm | 11.5 | m | Material
1751 | 3303011h | Condensate Pipe Insulation 100mm | 15 | m | Material
1752 | 3303012a | Accoustic Lagging 50mm | 11 | m | Material
1753 | 3303012b | Accoustic Lagging 80mm | 17.6 | m | Material
1754 | 3303012c | Accoustic Lagging 110mm | 24.2 | m | Material
1755 | 3303012d | Accoustic Lagging 160mm | 35.19 | m | Material
1756 | 3303012e | Accoustic Lagging 200mm | 43.98 | m | Material
1757 | 3304000a | Booster Pump | 1 | no | Equipment
1758 | 3304000b | Transfer Pump | 1 | no | Equipment
1759 | 3304000c | Circulation Pump | 1 | no | Equipment
1760 | 3304000d | Filteration Pump | 1 | no | Equipment
1761 | 3304000e | Irrigation Pump | 1 | no | Equipment
1762 | 3304000f | Sump Pump | 1 | no | Equipment
1763 | 3304004a | GRP Tank | 1 | no | Equipment
1764 | 3304004b | LDPE Tank | 1 | no | Equipment
1765 | 3304006a | Solar Water Heating System | 1 | no | Equipment
1766 | 3304006b | Solar Water Heater - Thermosyphon 200L | 4500 | no | Equipment
1767 | 3304006c | Solar Water Heater - Thermosyphon 300L | 5500 | no | Equipment
1768 | 3304007a | Electric Water Heater - 30L | 380 | no | Equipment
1769 | 3304007b | Electric Water Heater - 50L | 400 | no | Equipment
1770 | 3304007c | Electric Water Heater - 80L | 460 | no | Equipment
1771 | 3304007d | Electric Water Heater - 100L | 550 | no | Equipment
1772 | 3304007e | Electric Water Heater - 150L | 850 | no | Equipment
1773 | 3304008a | Multimedia Unit | 1 | no | Equipment
1774 | 3304008b | Sand Filter Unit | 1 | no | Equipment
1775 | 3304008c | Cartridge Filter | 1 | no | Equipment
1776 | 3304008d | Water Softner | 1 | no | Equipment
1777 | 3304008e | Carbon Filter | 1 | no | Equipment
1778 | 3304008f | UV Sterilizer | 1 | no | Equipment
1779 | 3304008g | Copper Silver Ionization Unit | 1 | no | Equipment
1780 | 3304009a | Calorifier Unit | 1 | no | Equipment
1781 | 3304009b | Boiler Unit | 1 | no | Equipment
1782 | 3305000a | Isolation Valve 20mm - Cast Bronze Body | 35.75 | no | Material
1783 | 3305000b | Isolation Valve 25mm - Cast Bronze Body | 50.05 | no | Material
1784 | 3305000c | Isolation Valve 32mm - Cast Bronze Body | 77.35 | no | Material
1785 | 3305000d | Isolation Valve 40mm - Cast Bronze Body | 106.6 | no | Material
1786 | 3305000e | Isolation Valve 50mm - Cast Bronze Body | 165.75 | no | Material
1787 | 3305000f | Isolation Valve 65mm - Cast Iron Body | 485.08 | no | Material
1788 | 3305000g | Isolation Valve 80mm - Cast Iron Body | 542.75 | no | Material
1789 | 3305000h | Isolation Valve 100mm - Cast Iron Body | 769.6 | no | Material
1790 | 3305000i | Isolation Valve 125mm - Cast Iron Body | 1049.1 | no | Material
1791 | 3305000j | Isolation Valve 150mm - Cast Iron Body | 1210.3 | no | Material
1792 | 3305000k | Isolation Valve 200mm - Cast Iron Body | 1886.3 | no | Material
1793 | 3305000l | Isolation Valve 250mm - Cast Iron Body | 3554.2 | no | Material
1794 | 3305000m | Isolation Valve 300mm - Cast Iron Body | 1 | no | Material
1795 | 3305000n | Isolation Valve 350mm - Cast Iron Body | 1 | no | Material
1796 | 3305000o | Isolation Valve 400mm - Cast Iron Body | 1 | no | Material
1797 | 3305001a | Butterfly Valve 65mm | 195 | no | Material
1798 | 3305001b | Butterfly Valve 80mm | 211.9 | no | Material
1799 | 3305001c | Butterfly Valve 100mm | 253.5 | no | Material
1800 | 3305001d | Butterfly Valve 125mm | 553.15 | no | Material
1801 | 3305001e | Butterfly Valve 150mm | 743.6 | no | Material
1802 | 3305001f | Butterfly Valve 200mm | 866.45 | no | Material
1803 | 3305001g | Butterfly Valve 250mm | 1161.55 | no | Material
1804 | 3305001h | Butterfly Valve 300mm | 3309.58 | no | Material
1805 | 3305001i | Butterfly Valve 350mm | 3971.5 | no | Material
1806 | 3305001j | Butterfly Valve 400mm | 4855.5 | no | Material
1807 | 3305002a | Strainer Valve 20mm | 50 | no | Material
1808 | 3305002b | Strainer Valve 25mm | 54 | no | Material
1809 | 3305002c | Strainer Valve 32mm | 87 | no | Material
1810 | 3305002d | Strainer Valve 40mm | 125 | no | Material
1811 | 3305002e | Strainer Valve 50mm | 160 | no | Material
1812 | 3305002f | Strainer Valve 65mm | 339 | no | Material
1813 | 3305002g | Strainer Valve 80mm | 422 | no | Material
1814 | 3305002h | Strainer Valve 100mm | 563 | no | Material
1815 | 3305002i | Strainer Valve 125mm | 622 | no | Material
1816 | 3305002j | Strainer Valve 150mm | 915 | no | Material
1817 | 3305002k | Strainer Valve 200mm | 1808 | no | Material
1818 | 3305002l | Strainer Valve 250mm | 2609 | no | Material
1819 | 3305002m | Strainer Valve 300mm | 3450 | no | Material
1820 | 3305002n | Strainer Valve 350mm | 1 | no | Material
1821 | 3305002o | Strainer Valve 400mm | 1 | no | Material
1822 | 3305003a | Flexible Connector 20mm | 49 | no | Material
1823 | 3305003b | Flexible Connector 25mm | 56 | no | Material
1824 | 3305003c | Flexible Connector 32mm | 65 | no | Material
1825 | 3305003d | Flexible Connector 40mm | 98 | no | Material
1826 | 3305003e | Flexible Connector 50mm | 113 | no | Material
1827 | 3305003f | Flexible Connector 65mm | 145 | no | Material
1828 | 3305003g | Flexible Connector 80mm | 166 | no | Material
1829 | 3305003h | Flexible Connector 100mm | 245 | no | Material
1830 | 3305003i | Flexible Connector 125mm | 355 | no | Material
1831 | 3305003j | Flexible Connector 150mm | 426 | no | Material
1832 | 3305003k | Flexible Connector 200mm | 733 | no | Material
1833 | 3305003l | Flexible Connector 250mm | 1145 | no | Material
1834 | 3305003m | Flexible Connector 300mm | 1512 | no | Material
1835 | 3305003n | Flexible Connector 350mm | 1 | no | Material
1836 | 3305003o | Flexible Connector 400mm | 1 | no | Material
1837 | 3305004a | Non-Return Valve 20mm | 41.91 | no | Material
1838 | 3305004b | Non-Return Valve 25mm | 61.78 | no | Material
1839 | 3305004c | Non-Return Valve 32mm | 86.8 | no | Material
1840 | 3305004d | Non-Return Valve 40mm | 113.75 | no | Material
1841 | 3305004e | Non-Return Valve 50mm | 177.5 | no | Material
1842 | 3305004f | Non-Return Valve 65mm | 188 | no | Material
1843 | 3305004g | Non-Return Valve 80mm | 253.76 | no | Material
1844 | 3305004h | Non-Return Valve 100mm | 356.4 | no | Material
1845 | 3305004i | Non-Return Valve 125mm | 576 | no | Material
1846 | 3305004j | Non-Return Valve 150mm | 648 | no | Material
1847 | 3305004k | Non-Return Valve 200mm | 1067.4 | no | Material
1848 | 3305004l | Non-Return Valve 250mm | 1564.2 | no | Material
1849 | 3305004m | Non-Return Valve 300mm | 2190.6 | no | Material
1850 | 3305004n | Non-Return Valve 350mm | 1 | no | Material
1851 | 3305004o | Non-Return Valve 400mm | 1 | no | Material
1852 | 3305005a | Double Regulating Valve 20mm | 172.25 | no | Material
1853 | 3305005b | Double Regulating Valve 25mm | 187.2 | no | Material
1854 | 3305005c | Double Regulating Valve 32mm | 220.35 | no | Material
1855 | 3305005d | Double Regulating Valve 40mm | 293.15 | no | Material
1856 | 3305005e | Double Regulating Valve 50mm | 362.7 | no | Material
1857 | 3305005f | Double Regulating Valve 65mm | 544.05 | no | Material
1858 | 3305005g | Double Regulating Valve 80mm | 955.5 | no | Material
1859 | 3305005h | Double Regulating Valve 100mm | 1241.5 | no | Material
1860 | 3305005i | Double Regulating Valve 125mm | 1729 | no | Material
1861 | 3305005j | Double Regulating Valve 150mm | 1989 | no | Material
1862 | 3305005k | Double Regulating Valve 200mm | 4299.75 | no | Material
1863 | 3305005l | Double Regulating Valve 250mm | 6626.75 | no | Material
1864 | 3305005m | Double Regulating Valve 300mm | 9145 | no | Material
1865 | 3305005n | Double Regulating Valve 350mm | 1 | no | Material
1866 | 3305005o | Double Regulating Valve 400mm | 1 | no | Material
1867 | 3305006a | WATER METER CABINET | 800 | no | Material
1868 | 3305006b | WATER METER - 20mm | 270 | no | Material
1869 | 3305006c | WATER METER - 25mm | 416 | no | Material
1870 | 3305006d | WATER METER - 32mm | 813 | no | Material
1871 | 3305006e | WATER METER - 40mm | 1205 | no | Material
1872 | 3305006f | WATER METER - 50mm | 1560 | no | Material
1873 | 3305006g | WATER METER - 65mm | 1843 | no | Material
1874 | 3305006h | WATER METER - 80mm | 1890 | no | Material
1875 | 3305006i | WATER METER - 110mm | 2268 | no | Material
1876 | 3305006j | WATER METER - 160mm | 4442 | no | Material
1877 | 3305006k | WATER METER - 200mm | 1 | no | Material
1878 | 3305006l | WATER METER - 250mm | 1 | no | Material
1879 | 3305006m | WATER METER - 300mm | 1 | no | Material
1880 | 3305006n | WATER METER - 350mm | 1 | no | Material
1881 | 3305006o | WATER METER - 400mm | 1 | no | Material
1882 | 3305007a | PRESSURE REDUCING VALVE (PRV) - 20mm | 225 | no | Material
1883 | 3305007b | PRESSURE REDUCING VALVE (PRV) - 25mm | 240 | no | Material
1884 | 3305007c | PRESSURE REDUCING VALVE (PRV) - 32mm | 600 | no | Material
1885 | 3305007d | PRESSURE REDUCING VALVE (PRV) - 40mm | 910 | no | Material
1886 | 3305007e | PRESSURE REDUCING VALVE (PRV) - 50mm | 995 | no | Material
1887 | 3305007f | PRESSURE REDUCING VALVE (PRV) - 65mm | 2375 | no | Material
1888 | 3305007g | PRESSURE REDUCING VALVE (PRV) - 80mm | 2950 | no | Material
1889 | 3305007h | PRESSURE REDUCING VALVE (PRV) - 100mm | 3500 | no | Material
1890 | 3305007i | PRESSURE REDUCING VALVE (PRV) - 125mm | 4043 | no | Material
1891 | 3305007j | PRESSURE REDUCING VALVE (PRV) - 160mm | 4500 | no | Material
1892 | 3305007k | PRESSURE REDUCING VALVE (PRV) - 200mm | 15000 | no | Material
1893 | 3305007l | PRESSURE REDUCING VALVE (PRV) - 250mm | 18000 | no | Material
1894 | 3305007m | PRESSURE REDUCING VALVE (PRV) - 300mm | 1 | no | Material
1895 | 3305007n | PRESSURE REDUCING VALVE (PRV) - 350mm | 1 | no | Material
1896 | 3305007o | PRESSURE REDUCING VALVE (PRV) - 400mm | 1 | no | Material
1897 | 3305008a | Float Valve 20mm | 32 | no | Material
1898 | 3305008b | Float Valve 25mm | 45 | no | Material
1899 | 3305008c | Float Valve 32mm | 52 | no | Material
1900 | 3305008d | Float Valve 40mm | 250 | no | Material
1901 | 3305008e | Float Valve 50mm | 300 | no | Material
1902 | 3305008f | Float Valve 65mm | 1812 | no | Material
1903 | 3305008g | Float Valve 80mm | 2812 | no | Material
1904 | 3305008h | Float Valve 100mm | 3625 | no | Material
1905 | 3305008i | Float Valve 150mm | 6875 | no | Material
1906 | 3305015a | Pressure Gauge | 150 | no | Material
1907 | 3305015b | Thermometer Gauge | 150 | no | Material
1908 | 3305015c | Water Hammer Arrestor | 150 | no | Material
1909 | 3305015d | Bib Tap | 50 | no | Material
1910 | 3305015e | Angle Valve | 15 | no | Accessories
1911 | 3305015f | 1/2" AAV for heating & refrigeration | 712.5 | no | Accessories
1912 | 3305015g | 1/2" Brass AAV | 75 | no | Material
1913 | 3305015h | Thermostatic Valve | 568.1 | no | Accessories
1914 | 3306000 | Floor Trap uPVC | 20 | no | Material
1915 | 3306001 | Floor Trap Cover SS304 150x150x4inch | 34 | no | Material
1916 | 3306002 | Floor CleanOut Cover SS304 150x150x4inch | 33 | no | Material
1917 | 3306003 | Balcony Drain SS304 80x80x2inch | 17 | no | Material
1918 | 3306004 | Rain Water Outlet SS/CI - Dome Type | 210 | no | Material
1919 | 3306005 | Rain Water Outlet uPVC | 50 | no | Material
1920 | 3306006 | Gully Trap uPVC | 78 | no | Material
1921 | 3306007 | Gully Trap Cover | 100 | no | Material
1922 | 3306008 | Clean Out 100mm SS304 | 69 | no | Material
1923 | 3306009 | Clean Out 150mm S3304 | 81 | no | Material
1924 | 3306010 | Catch Basin uPVC 300x300 | 200 | no | Material
1925 | 3306011 | Catch Basin Cover | 150 | no | Material
1926 | 3306012 | Sand Trap | 350 | no | Material
1927 | 3306013 | Manhole Cover | 1 | no | Material
1928 | 3306014 | Grease Trap Type A | 1250 | no | Material
1929 | 3306015 | Grease Trap Type B | 2300 | no | Material
1930 | 3306016 | Grease Trap Type C | 4500 | no | Material
1931 | 3306017 | Parking Drain | 450 | no | Material
1932 | 3306018 | Channel Grating | 300 | m | Material
1933 | 3306019 | PETROL/GREASE INTERCEPTOR | 1 | no | Material
1934 | 3306020 | Vent Cowl | 10 | no | Material
1935 | 3306021 | Cleanout uPVC 50mm | 6 | no | Material
1936 | 3306022 | Cleanout uPVC 80mm | 9 | no | Material
1937 | 3306023 | Cleanout uPVC 110mm | 10 | no | Material
1938 | 3306024 | Cleanout uPVC 160mm | 22 | no | Material
1939 | 3306025 | Cleanout uPVC 200mm | 30 | no | Material
1940 | 3306026 | Cleanout uPVC 250mm | 48 | no | Material
1941 | 3306027 | Cleanout uPVC 300mm | 65 | no | Material
1942 | 3306028 | Rain Water Outlet SS/CI - SideWall | 240 | no | Material
1943 | 3306029 | Planters Drain | 1 | no | Material
1944 | 3306030 | Area Drain | 1 | no | Material
1945 | 3306031 | Shower Drain | 1 | no | Material
1946 | 3308000a | Disabled Water Closet | 1 | no | Material
1947 | 3308000b | Disabled Wash Basin | 1 | no | Material
1948 | 3308000c | Disabled Wash Basin Mixer | 1 | no | Material
1949 | 3308000d | Foldable Grab Rail | 1 | no | Material
1950 | 3308000e | 90 deg. Angle Grab Rail | 1 | no | Material
1951 | 3308000f | Straight Grab Rail | 1 | no | Material
1952 | 3308000g | Back Support for Disabled | 1 | no | Material
1953 | 3308000h | Disabled Water Closet Connector | 1 | no | Material
1954 | 3308001a | Water Closet - Floor Mounted | 1 | no | Material
1955 | 3308001b | Water Closet - Wall Hung | 1 | no | Material
1956 | 3308001c | Water Closet - Concealed Flush Tank | 1 | no | Material
1957 | 3308001d | Water Closet - Control Plate | 1 | no | Material
1958 | 3308001e | Water Closet - Bracket | 1 | no | Material
1959 | 3308001f | Water Closet Connector | 1 | no | Material
1960 | 3308002a | Wash Basin Pedestal / Semi-Pedestal | 1 | no | Material
1961 | 3308002b | Wash Basin Countertop | 1 | no | Material
1962 | 3308002c | Wash Basin Under Counter | 1 | no | Material
1963 | 3308002h | Wash Basin Mixer | 1 | no | Material
1964 | 3308002i | Electronic Wash Basin Mixer | 1 | no | Material
1965 | 3308003a | Bath Tub | 1 | no | Material
1966 | 3308003b | Bath Tub Waste & Over Flow | 1 | no | Material
1967 | 3308003c | Bath Tub Mixer | 1 | no | Material
1968 | 3308003d | Bath Tub Mixer 2-Hole Mixer | 1 | no | Material
1969 | 3308003e | Bath Tub Mixer 3-Hole Mixer | 1 | no | Material
1970 | 3308003f | Bath Tub Mixer 4-Hole Mixer | 1 | no | Material
1971 | 3308003g | Bath Tub Mixer 5-Hole Mixer | 1 | no | Material
1972 | 3308003h | Bath Tub Mixer Sprout | 1 | no | Material
1973 | 3308003j | Bath Tub Rough-In | 1 | no | Material
1974 | 3308004a | Bidet | 1 | no | Material
1975 | 3308004b | Bidet Mixer | 1 | no | Material
1976 | 3308005a | Shower Arm + Shower Head | 1 | no | Material
1977 | 3308005b | Shower Rail | 1 | no | Material
1978 | 3308005c | Hand Shower | 1 | no | Material
1979 | 3308005e | Shower Tray | 1 | no | Material
1980 | 3308005f | Shower Mixer | 1 | no | Material
1981 | 3308005g | Shower Mixer Diverter | 1 | no | Material
1982 | 3308005h | Shower Rough-In | 1 | no | Material
1983 | 3308006a | Kitchen Sink (Single) | 1 | no | Material
1984 | 3308006b | Kitchen Sink (Double) | 1 | no | Material
1985 | 3308006c | Kitchen Sink Mixer | 1 | no | Material
1986 | 3308007a | Janitor Sink | 1 | no | Material
1987 | 3308007b | Janitor Sink - Bracket | 1 | no | Material
1988 | 3308007c | Janitor Sink Mixer | 1 | no | Material
1989 | 3308008a | Urinal | 1 | no | Material
1990 | 3308008b | Urinal Divider/Partition | 1 | no | Material
1991 | 3308008c | Urinal Plate/Rough-In | 1 | no | Material
1992 | 3308008d | Urinal Bracket | 1 | no | Material
1993 | 33080301 | Bottle Trap | 1 | no | Accessories
1994 | 33080302 | Flexible Tube | 1 | no | Accessories
1995 | 33080304 | Hand Spray/Ablution Spray | 1 | no | Accessories
1996 | 33080305 | Toilet Paper Holder | 1 | no | Accessories
1997 | 33080306 | Soap Dispenser | 1 | no | Accessories
1998 | 33080307 | Robe Hook | 1 | no | Accessories
1999 | 33080308 | Soap Dish/Tray | 1 | no | Accessories
2000 | 33080309 | Tissue Dispenseer | 1 | no | Accessories
2001 | 33080310 | Towel Rail | 1 | no | Accessories
2002 | 33080311 | Towel Ring | 1 | no | Accessories
2003 | 33080312 | Hand Dryer | 1 | no | Accessories
2004 | 33080317 | Waste Bin | 1 | no | Accessories
2005 | 33080318 | Baby Change Station | 1 | no | Accessories
2006 | 33080319 | Waste Receptable | 1 | no | Accessories
2007 | 33080320 | Grab Bar | 1 | no | Accessories
2008 | 3606000a | U-Bolt 20mm | 6.5 | no | Accessories
2009 | 3606000b | U-Bolt 25mm | 8.2 | no | Accessories
2010 | 3606000c | U-Bolt 32mm | 9.5 | no | Accessories
2011 | 3606000d | U-Bolt 40mm | 10 | no | Accessories
2012 | 3606000e | U-Bolt 50mm | 11.5 | no | Accessories
2013 | 3606000f | U-Bolt 65mm | 15.1 | no | Accessories
2014 | 3606000g | U-Bolt 80mm | 16 | no | Accessories
2015 | 3606000h | U-Bolt 100mm | 19.61 | no | Accessories
2016 | 3606000i | U-Bolt 125mm | 20.5 | no | Accessories
2017 | 3606000j | U-Bolt 150mm | 20.5 | no | Accessories
2018 | 3606000k | U-Bolt 200mm | 46.3 | no | Accessories
2019 | 3606000l | U-Bolt 250mm | 42.74 | no | Accessories
2020 | 3606000m | U-Bolt 300mm | 62.9 | no | Accessories
2021 | 3606000n | U-Bolt 350mm | 62.9 | no | Accessories
2022 | 3606000o | U-Bolt 400mm | 114.54 | no | Accessories
2023 | 3606000p | U-Bolt 450mm | 241.8 | no | Accessories
2024 | 3606000q | U-Bolt 500mm | 1 | no | Accessories
2025 | 3606000r | U-Bolt 550mm | 1 | no | Accessories
2026 | 3606000s | U-Bolt 600mm | 1 | no | Accessories
2027 | 3606000t | U-Bolt 650mm | 1 | no | Accessories
2028 | 3606000u | U-Bolt 700mm | 1 | no | Accessories
2029 | 3606000v | U-Bolt 750mm | 1 | no | Accessories
2030 | 3606000w | U-Bolt 800mm | 1 | no | Accessories
2031 | 3606000x | U-Bolt 850mm | 1 | no | Accessories
2032 | 3606000y | U-Bolt 900mm | 1 | no | Accessories
2033 | 3606000z | U-Bolt 1000mm | 1 | no | Accessories
2034 | 3606003a | Rubber Insert 20mm (25mm thk) | 4.09 | no | Accessories
2035 | 3606003b | Rubber Insert 25mm (25mm thk) | 4.41 | no | Accessories
2036 | 3606003c | Rubber Insert 32mm (25mm thk) | 4.81 | no | Accessories
2037 | 3606003d | Rubber Insert 40mm (25mm thk) | 5.46 | no | Accessories
2038 | 3606003e | Rubber Insert 50mm (25mm thk) | 9.25 | no | Accessories
2039 | 3606003f | Rubber Insert 65mm (25mm thk) | 13.23 | no | Accessories
2040 | 3606003g | Rubber Insert 80mm (25mm thk) | 18.06 | no | Accessories
2041 | 3606003h | Rubber Insert 100mm (25mm thk) | 23.31 | no | Accessories
2042 | 3606003i | Rubber Insert 125mm (25mm thk) | 27.3 | no | Accessories
2043 | 3606003j | Rubber Insert 150mm (25mm thk) | 34.86 | no | Accessories
2044 | 3606003k | Rubber Insert 200mm (25mm thk) | 42 | no | Accessories
2045 | 3606003l | Rubber Insert 250mm (25mm thk) | 55.23 | no | Accessories
2046 | 3606003m | Rubber Insert 300mm (25mm thk) | 66.36 | no | Accessories
2047 | 3606003n | Rubber Insert 350mm (25mm thk) | 89.04 | no | Accessories
2048 | 3606003o | Rubber Insert 400mm (25mm thk) | 101.43 | no | Accessories
2049 | 3606003p | Rubber Insert 450mm (25mm thk) | 123.69 | no | Accessories
2050 | 3606003q | Rubber Insert 500mm (25mm thk) | 1 | no | Accessories
2051 | 3606003r | Rubber Insert 550mm (25mm thk) | 1 | no | Accessories
2052 | 3606003s | Rubber Insert 600mm (25mm thk) | 1 | no | Accessories
2053 | 3606003t | Rubber Insert 650mm (25mm thk) | 1 | no | Accessories
2054 | 3606003u | Rubber Insert 700mm (25mm thk) | 1 | no | Accessories
2055 | 3606003v | Rubber Insert 750mm (25mm thk) | 1 | no | Accessories
2056 | 3606003w | Rubber Insert 800mm (25mm thk) | 1 | no | Accessories
2057 | 3606003x | Rubber Insert 850mm (25mm thk) | 1 | no | Accessories
2058 | 3606003y | Rubber Insert 900mm (25mm thk) | 1 | no | Accessories
2059 | 3606003z | Rubber Insert 1000mm (25mm thk) | 1 | no | Accessories
2060 | 3606006a | Copper Pipe Rubber Lined Clamp 1/4 inch | 0.69 | no | Accessories
2061 | 3606006b | Copper Pipe Rubber Lined Clamp 3/8 inch | 0.7 | no | Accessories
2062 | 3606006c | Copper Pipe Rubber Lined Clamp 1/2 inch | 0.72 | no | Accessories
2063 | 3606006d | Copper Pipe Rubber Lined Clamp 5/8 inch | 0.73 | no | Accessories
2064 | 3606006e | Copper Pipe Rubber Lined Clamp 3/4 inch | 0.75 | no | Accessories
2065 | 3606006f | Copper Pipe Rubber Lined Clamp 7/8 inch | 0.78 | no | Accessories
2066 | 3606006g | Copper Pipe Rubber Lined Clamp 1-1/8 in. | 0.84 | no | Accessories
2067 | 3606009a | Anti Vibration for Split Unit/VRF Unit | 50 | no | Accessories
2068 | 3606009b | Anti Vibration for FCU | 50 | no | Accessories
2069 | 3606009c | Anti Vibration for FAHU/AHU | 100 | no | Accessories
2070 | 3606009d | Anti Vibration for Fans | 50 | no | Accessories
2071 | 3606009e | Anti Vibration for Chiller/HEX | 300 | no | Accessories
2072 | 3606009f | Anti Vibration for Chilled Water Pumps | 300 | no | Accessories
2073 | 3606009g | Equipment Support | 1 | sum | Accessories
2074 | 3606010a | PPR Clamp 15mm | 0.96 | no | Accessories
2075 | 3606010b | PPR Clamp 20mm | 0.96 | no | Accessories
2076 | 3606010c | PPR Clamp 25mm | 1.04 | no | Accessories
2077 | 3606010d | PPR Clamp 32mm | 1.12 | no | Accessories
2078 | 3606010e | PPR Clamp 40mm | 1.19 | no | Accessories
2079 | 3606010f | PPR Clamp 50mm | 1.46 | no | Accessories
2080 | 3606010g | PPR Clamp 65mm | 1.86 | no | Accessories
2081 | 3606010h | PPR Clamp 80mm | 1.86 | no | Accessories
2082 | 3606010i | PPR Clamp 90mm | 1.9 | no | Accessories
2083 | 3606010j | PPR Clamp 110mm | 2.69 | no | Accessories
2084 | 3606010k | PPR Clamp 125mm | 3.35 | no | Accessories
2085 | 3606010l | PPR Clamp 160mm | 4.6 | no | Accessories
2086 | 3606010m | PPR Clamp 200mm | 5 | no | Accessories
2087 | 3606010o | PPR Clamp 250mm | 9.5 | no | Accessories
2088 | 3606010p | PPR Clamp 300mm | 14 | no | Accessories
2089 | 3606010q | PPR Clamp 350mm | 16 | no | Accessories
2090 | 3606010r | PPR Clamp 400mm | 18 | no | Accessories
2091 | 3606012a | uPVC Clamp 20mm | 1.1 | no | Accessories
2092 | 3606012b | uPVC Clamp 25mm | 1.1 | no | Accessories
2093 | 3606012c | uPVC Clamp 32mm | 1.1 | no | Accessories
2094 | 3606012d | uPVC Clamp 40mm | 1.15 | no | Accessories
2095 | 3606012e | uPVC Clamp 50mm | 1.15 | no | Accessories
2096 | 3606012f | uPVC Clamp 65mm | 1.4 | no | Accessories
2097 | 3606012g | uPVC Clamp 80mm | 1.7 | no | Accessories
2098 | 3606012h | uPVC Clamp 110mm | 2 | no | Accessories
2099 | 3606012i | uPVC Clamp 125mm | 3.5 | no | Accessories
2100 | 3606012j | uPVC Clamp 160mm | 3.7 | no | Accessories
2101 | 3606012k | uPVC Clamp 200mm | 5.8 | no | Accessories
2102 | 3606012l | uPVC Clamp 250mm | 7.98 | no | Accessories
2103 | 3606012m | uPVC Clamp 300mm | 14 | no | Accessories
2104 | 3606012n | uPVC Clamp 350mm | 18 | no | Accessories
2105 | 3606012o | uPVC Clamp 400mm | 20 | no | Accessories
2106 | 3606015a | Seismic & Supports | 1 | no | Accessories
2107 | 3606015b | Fire Fighting Clevis Clamp 25mm | 1.32 | no | Accessories
2108 | 3606015c | Fire Fighting Clevis Clamp 32mm | 1.94 | no | Accessories
2109 | 3606015d | Fire Fighting Clevis Clamp 40mm | 2.1 | no | Accessories
2110 | 3606015e | Fire Fighting Clevis Clamp 50mm | 2.8 | no | Accessories
2111 | 3606015f | Fire Fighting Clevis Clamp 65mm | 4.98 | no | Accessories
2112 | 3606015g | Fire Fighting Clevis Clamp 80mm | 5.6 | no | Accessories
2113 | 3606015h | Fire Fighting Clevis Clamp 100mm | 7.46 | no | Accessories
2114 | 3606015i | Fire Fighting Clevis Clamp 125mm | 16.5 | no | Accessories
2115 | 3606015j | Fire Fighting Clevis Clamp 150mm | 18.28 | no | Accessories
2116 | 3606015k | Fire Fighting Clevis Clamp 200mm | 27.76 | no | Accessories
2117 | 3606015l | Fire Fighting Clevis Clamp 250mm | 38.2 | no | Accessories
2118 | 3606015m | Fire Fighting Clevis Clamp 300mm | 51 | no | Accessories
2119 | 3606015n | Fire Fighting Clevis Clamp 350mm | 68 | no | Accessories
2120 | 3606015o | Fire Fighting Clevis Clamp 400mm | 75 | no | Accessories
2121 | 36060500 | ANGLE BAR 30x30x3mm | 3.53 | m | Accessories
2122 | 36060501 | ANGLE BAR 50x50x3mm | 5.84 | m | Accessories
2123 | 36060502 | ANGLE BAR 100X50X5mm | 25 | m | Accessories
2124 | 36060503 | SLOTTED CHANNEL 41x21x2mm | 12.33 | m | Accessories
2125 | 36060504 | SLOTTED CHANNEL 41x41x2mm | 16 | m | Accessories
2126 | 36060505 | GI. NUT & WASHER 8mm | 0.2 | no | Accessories
2127 | 36060506 | GI. NUT & WASHER 10mm | 0.24 | no | Accessories
2128 | 36060507 | GI. NUT & WASHER 12mm | 0.37 | no | Accessories
2129 | 36060508 | GI. NUT & WASHER 14mm | 0.5 | no | Accessories
2130 | 36060509 | GI. NUT & WASHER 18mm | 0.9 | no | Accessories
2131 | 36060510 | GI. NUT & WASHER 20mm | 1.3 | no | Accessories
2132 | 36060511 | THREADED ROD 8mm | 1.8 | m | Accessories
2133 | 36060512 | THREADED ROD 10mm | 2.23 | m | Accessories
2134 | 36060513 | THREADED ROD 12mm | 3.25 | m | Accessories
2135 | 36060514 | THREADED ROD 14mm | 5 | m | Accessories
2136 | 36060515 | THREADED ROD 18mm | 7.5 | m | Accessories
2137 | 36060516 | THREADED ROD 20mm | 10 | m | Accessories
2138 | 36060517 | GI BOLT 8mm | 0.11 | no | Accessories
2139 | 36060518 | GI BOLT 10mm | 0.17 | no | Accessories
2140 | 36060519 | GI BOLT 12mm | 0.3 | no | Accessories
2141 | 36060520 | GI BOLT 14mm | 0.5 | no | Accessories
2142 | 36060521 | GI BOLT 18mm | 0.95 | no | Accessories
2143 | 36060522 | GI BOLT 20mm | 1 | no | Accessories
2144 | 36060523 | UNIFIX 8mm | 0.65 | no | Accessories
2145 | 36060524 | UNIFIX 10mm | 0.74 | no | Accessories
2146 | 36060525 | UNIFIX 12mm | 1.4 | no | Accessories
2147 | 36060526 | UNIFIX 14mm | 2.5 | no | Accessories
2148 | 36060527 | UNIFIX 18mm | 4.5 | no | Accessories
2149 | 36060528 | UNIFIX 20mm | 6 | no | Accessories
2150 | 619001 | THREADING MACHINE 4 INCH | 10000 | NO | Plant& Tools
2617 | 619002 | GROOVING MACHINE 4 INCH | 7500 | NO | Plant& Tools | gjghj
2151 | 619003 | WELDING MACHINE | 12000 | NO | Plant& Tools
2152 | 619004 | CABLE PULLING MACHINE PURCHASE | 50000 | NO | Plant& Tools
2153 | 619005 | CABLE PULLING MACHINE HIRE/RENTAL | 7500 | MONTH | Plant& Tools
2154 | 619006 | SMALL TOOLS | 1 | LS | Plant& Tools
2155 | 619007 | CONSUMABLES /REPAIR FOR TOOLS | 250 | MONTH | Plant& Tools
2156 | 619008 | HDPE WELDING MACHINE | 14000 | NO | Plant& Tools
2157 | 619009 | CONSUMABLES GENERAL | 1 | NO | Accessories
2158 | 620900 | 4X4 VEHICLE PURCHASE | 100000 | NO | Plant& Tools
2159 | 620901 | PICK UP 2 TON PURCHASE | 75000 | NO | Plant& Tools
2160 | 620902 | PICK UP 5 TON PURCHASE | 140000 | NO | Plant& Tools
2161 | 620903 | PICK UP RENT 2 TON | 5000 | MONTH | Plant& Tools
2162 | 6808A | Computers | 2500 | NO | Prelim
2163 | 6808B | Stationary Set / Furniture | 1800 | NO | Prelim
2164 | 6808C | IP Telephones | 800 | NO | Prelim
2165 | 6808D | Printer | 500 | NO | Prelim
2166 | 6808E | Photo Copy machine | 10000 | NO | Prelim
2167 | 6808F | Finger Print machine | 3000 | NO | Prelim
2168 | 6808G | Internet / Telephone Bill | 1000 | NO | Prelim
2169 | 6808H | Grocery & Water | 1000 | NO | Prelim
2170 | 6808I | Business Entertainment | 1250 | NO | Prelim
2171 | 6808J | Fuel For Driver | 2500 | NO | Prelim
2172 | 6808K | Rent Pick Up | 6000 | NO | Prelim
2173 | 6808L | Papers & Ink | 2500 | NO | Prelim
2174 | 6808M | First Aid Kit | 500 | NO | Prelim
2175 | 6809A | FUEL FOR ONE VEHICLE | 2500 | MONTH | Prelim
2176 | 6809B | PHONE ALLOWANCES | 500 | MONTH | Prelim
2177 | 6809C | INTERNET/FAX ALLOWANCE | 500 | MONTH | Prelim
2178 | 6809D | GROCIERIES | 250 | MONTH | Prelim
2179 | 6809E | PHOTOS/COPIES/POSTAGE/DRAWINGS | 500 | MONTH | Prelim
2180 | 6809F | PETTY CASH | 1500 | MONTH | Prelim
2181 | 6809G | STATIONARY | 1800 | MONTH | Prelim
2182 | 6809H | BUISNESS ENTERTAINMENT | 250 | MONTH | Prelim
2183 | 700000 | Fire Fighting Subcontractor | 1 | no | Sub Contract
2184 | 700020 | SNG/LPG Subcontractor | 1 | no | Sub Contract
2185 | 700030 | BMS Subcontractor | 1 |  | Sub Contract
2186 | 700040 | Access Control System | 1 | no | Sub Contract
2187 | 700060 | Audio/Video Intercom System | 1 | no | Sub Contract
2188 | 700080 | Central Battery System | 1 | no | Sub Contract
2189 | 700100 | Fire Alarm Subcontractor | 1 | no | Sub Contract
2190 | 700120 | Voice Evacuation System Subcontractor | 1 | no | Sub Contract
2191 | 700140 | Guest Room Management System | 1 | no | Sub Contract
2192 | 700160 | Lighting Control System | 1 | no | Sub Contract
2193 | 700180 | Gate Barrier System | 1 | no | Sub Contract
2194 | 700200 | Public Address System | 1 | no | Sub Contract
2195 | 700240 | Smart Home System | 1 | no | Sub Contract
2196 | 700260 | SMATV System | 1 | no | Sub Contract
2197 | 700280 | Structured Cabling System | 1 | no | Sub Contract
2198 | 700300 | CCTV System | 1 | no | Sub Contract
2199 | 700320 | Car Parking System | 1 | no | Sub Contract
2200 | 700321 | TSE Polishing Plant | 1 | no | Sub Contract
2201 | 909010A | MEP - Project Manager | 36300 | month | Staff
2202 | 909010B | Construction Manager | 30250 | month | Staff
2203 | 909010C | Sr. Mechanical Engineer | 21780 | month | Staff
2204 | 909010D | Sr. Electrical Engineer | 21780 | month | Staff
2205 | 909010E | Sr. Quantity Surveryor | 24200 | month | Staff
2206 | 909010F | Jr. Quantity Surveryor | 9680 | month | Staff
2207 | 909010G | Planning Engineer | 21780 | month | Staff
2208 | 909010H | QA/QC Inspector | 9680 | month | Staff
2209 | 909010I | Site Mechanical Engineer | 9680 | month | Staff
2210 | 909010J | Site Electrical Engineer | 9680 | month | Staff
2211 | 909010K | Safety Officer | 9680 | month | Staff
2212 | 909020A | Secretary | 5445 | month | Staff
2213 | 909020B | Document Controller | 4235 | month | Staff
2214 | 909020C | Driver | 3630 | month | Staff
2215 | 909020D | Office Boy | 2420 | month | Staff
2216 | 909020E | Store Keeper | 4235 | month | Staff
2217 | 909020F | Time Keeper | 4235 | month | Staff
2218 | 909020G | Draughtsman | 7260 | month | Staff
2219 | 909020H | Plumbing Foreman | 6050 | month | Staff
2220 | 909020I | HVAC Foreman | 6050 | month | Staff
2221 | 909020J | Fire Fighting Foreman | 6050 | month | Staff
2222 | 909020K | Electrical Power Foreman | 6050 | month | Staff
2223 | 909020L | Electrical FA & ELV Foreman | 6050 | month | Staff
2224 | 9122001 | Plumber | 12.67 | hr | Labour
2225 | 9122002 | Plumber Assistant | 11.27 | hr | Labour
2226 | 9122101 | Electrician | 12.67 | hr | Labour
2227 | 9122102 | Electrician Assistant | 11.27 | hr | Labour
2228 | 9122701 | Pipe Fitter | 12.67 | hr | Labour
2229 | 9122702 | Pipe Fitter Assistant | 11.27 | hr | Labour
2230 | 9122901 | Duct Fabricator | 12.67 | hr | Labour
2231 | 9122902 | Duct Fabricator Assistant | 11.27 | hr | Labour
2232 | 9123001 | Duct Insulator | 12.67 | hr | Labour
2233 | 9123002 | Duct Insulator Assistant | 11.27 | hr | Labour
2234 | 9123101 | Fire Fighting Technician | 12.67 | hr | Labour
2235 | 9123102 | Fire Fighting Technician Assistant | 11.27 | hr | Labour
2236 | 9132001 | Plumber | 6.67 | hour | Labour
2237 | 9132002 | Plumber Assistant | 5.42 | hour | Labour
2238 | 9132101 | Electrician | 6.67 | hour | Labour
2239 | 9132102 | Electrician Assistant | 5.42 | hour | Labour
2240 | 9132701 | Pipe Fitter | 6.67 | hour | Labour
2241 | 9132702 | Pipe Fitter Assistant | 5.42 | hour | Labour
2242 | 9132901 | Duct Fabricator | 6.67 | hour | Labour
2243 | 9132902 | Duct Fabricator Assistant | 5.42 | hour | Labour
2244 | 9133001 | Duct Insulator | 6.67 | hour | Labour
2245 | 9133002 | Duct Insulator Assistant | 5.42 | hour | Labour
2246 | 9133101 | Fire Fighting Technician | 6.67 | hour | Labour
2247 | 9133102 | Fire Fighting Technician Assistant | 5.42 | hour | Labour
2248 | 9139901 | Visa Expense | 3500 | year | Labour
2249 | 9139902 | Air ticket | 1200 | year | Labour
2250 | 9139903 | Transportation | 175 | month | Labour
2251 | 9139904 | Accomadation,water & electricity | 450 | month | Labour
2252 | 9139905 | Sick leave | 15 | year | Labour
2253 | 9139906 | Leave salary | 30 | year | Labour
2254 | 9139907 | Medical Insurance | 1200 | year | Labour
2255 | 9139908 | Food allowance | 300 | month | Labour
2256 | 9139911 | Uniform | 50 | set | Labour
2257 | 9139912 | Helmet | 10 | set | Labour
2258 | 9139913 | Shoes | 60 | set | Labour
2259 | 9151A000 | CHW Pipe Installation Gang (15-32mm) | 25.17 | m | Labour
2260 | 9151A001 | CHW Pipe Installation Gang (40-65mm) | 39.53 | m | Labour
2261 | 9151A002 | CHW Pipe Installation Gang (80-100mm) | 59.64 | m | Labour | None
2262 | 9151A003 | CHW Pipe Installation Gang (125-150mm) | 86.26 | m | Labour
2263 | 9151A004 | CHW Pipe Installation Gang (200-300mm) | 152.43 | m | Labour
2264 | 9151A005 | CHW Pipe Installation Gang (350-550mm) | 314.46 | m | Labour
2265 | 9151A006 | CHW Pipe Installation Gang (600-800mm) | 507.86 | m | Labour
2266 | 9151B000 | Duct Installation Gang - Gauge 26/24 | 32.68 | m2 | Labour
2267 | 9151B001 | Duct Installation Gang - Gauge 22 | 32.68 | m2 | Labour
2268 | 9151B002 | Duct Installation Gang - Gauge 20 | 50.32 | m2 | Labour
2269 | 9151B003 | Duct Installation Gang - Gauge 18 | 67.29 | m2 | Labour
2270 | 9151B004 | Duct Installation Gang - Gauge 16 | 74.76 | m2 | Labour
2271 | 9151B005 | Pre-Insulated Duct Installation Gang | 27.23 | m2 | Labour
2272 | 9151B006 | Aluminum Cladding Installation Gang | 15.13 | m2 | Labour
2273 | 9151B007 | Flexible Duct Installation Gang | 18.17 | m | Labour
2274 | 9151B008 | Flexible Duct Connector Instl Gang | 18.17 | m | Labour
2275 | 9151C000 | CHW Pipe Rubber/Fiber Insu Gang (15-32) | 8.71 | m | Labour
2276 | 9151C001 | CHW Pipe Rubber/Fiber Insu Gang (40-65) | 15.14 | m | Labour
2277 | 9151C002 | CHW Pipe Rubber/Fiber Insu Gang (80-100) | 18.93 | m | Labour
2278 | 9151C003 | CHW Pipe Rubber/Fiber Insu Gang(125-150) | 28.44 | m | Labour
2279 | 9151C004 | CHW Pipe Rubber/Fiber Insu Gang(200-350) | 54.22 | m | Labour
2280 | 9151C005 | CHW Pipe Rubber/Fiber Insu Gang(400-500) | 81.33 | m | Labour
2281 | 9151C006 | CHW Pipe Rubber/Fiber Insu Gang(550-650) | 97.59 | m | Labour
2282 | 9151C007 | CHW Pipe Rubber/Fiber Insu Gang(700-800) | 118.6 | m | Labour
2283 | 9151D000 | Duct Insu. Gang-Fiber Glass (w/o Canvas) | 10.62 | m2 | Labour
2284 | 9151D001 | Duct Insu. Gang-Fibr Glass (with Canvas) | 18.1 | m2 | Labour
2285 | 9151D002 | Duct Insulation Gang - Rubber | 7.6 | m2 | Labour
2286 | 9151D003 | Accoustic Sound Liner Installation | 10.62 | m2 | Labour
2287 | 9151E000 | CHW Valves Installation Gang (15-32mm) | 18.1 | no | Labour
2288 | 9151E001 | CHW Valves Installation Gang (40-65mm) | 26.25 | no | Labour
2289 | 9151E002 | CHW Valves Installation Gang (80-100mm) | 54.46 | no | Labour
2290 | 9151E003 | CHW Valves Installation Gang (125-150mm) | 98.03 | no | Labour
2291 | 9151E004 | CHW Valves Installation Gang (200-300mm) | 199.37 | no | Labour
2292 | 9151E005 | CHW Valves Installation Gang (350-500mm) | 396.32 | no | Labour
2293 | 9151E006 | CHW Valves Installation Gang (550-650mm) | 748.43 | no | Labour
2294 | 9151E007 | CHW Valves Installation Gang (700above) | 1153.77 | no | Labour
2295 | 9151F000 | Installation of SAD (All Size) | 21.72 | no | Labour
2296 | 9151F001 | Installation of RAD (All Size) | 17.38 | no | Labour
2297 | 9151F002 | Installation of SLSD/SLBG | 21.72 | m | Labour
2298 | 9151F003 | Installation of RLSD/RLBG | 17.38 | m | Labour
2299 | 9151F004 | Installation of SAG/FAL (up to 800mm) | 21.72 | no | Labour
2300 | 9151F005 | Installation of RAG/EAL (up to 800mm) | 17.38 | no | Labour
2301 | 9151F006 | Installation of SAG/FAL (900mm above) | 28.97 | no | Labour
2302 | 9151F007 | Installation of RAG/EAL (900mm above) | 24.14 | no | Labour
2303 | 9151G000 | Dampers Installation Gang (up to 800mm) | 24.33 | no | Labour
2304 | 9151G001 | Dampers Installation Gang (900mm above) | 36.52 | no | Labour
2305 | 9151G002 | Sound Attenuator Gang (up to 600mm) | 71.89 | no | Labour
2306 | 9151G003 | Sound Attenuator Gang (700mm above) | 142.2 | no | Labour
2307 | 9151H000 | Copper Pipe & Insulation Gang 1/4 inch | 7.6 | m | Labour
2308 | 9151H001 | Copper Pipe & Insulation Gang 3/8 inch | 7.6 | m | Labour
2309 | 9151H002 | Copper Pipe & Insulation Gang 1/2 inch | 7.97 | m | Labour
2310 | 9151H003 | Copper Pipe & Insulation Gang 5/8 inch | 7.97 | m | Labour
2311 | 9151H004 | Copper Pipe & Insulation Gang 3/4 inch | 8.69 | m | Labour
2312 | 9151H005 | Copper Pipe & Insulation Gang 7/8 inch | 12.11 | m | Labour
2313 | 9151H006 | Copper Pipe & Insulation Gang 1-1/8 inch | 14.54 | m | Labour
2314 | 9151H007 | Copper Pipe Cladding Gang 1/4 inch | 6.01 | m | Labour
2315 | 9151H008 | Copper Pipe Cladding Gang 3/8 inch | 7.01 | m | Labour
2316 | 9151H009 | Copper Pipe Cladding Gang 1/2 inch | 7.51 | m | Labour
2317 | 9151H010 | Copper Pipe Cladding Gang 5/8 inch | 8.01 | m | Labour
2318 | 9151H011 | Copper Pipe Cladding Gang 3/4 inch | 8.51 | m | Labour
2319 | 9151H012 | Copper Pipe Cladding Gang 7/8 inch | 10.47 | m | Labour
2320 | 9151H013 | Copper Pipe Cladding Gang 1-1/8 inch | 15.7 | m | Labour
2321 | 9151I000 | CHILLER Installation Gang | 3020.66 | no | Labour
2322 | 9151I001 | COOLING TOWER Installation Gang | 4027.55 | no | Labour
2323 | 9151I002 | HEAT EXCHANGER Installation Gang | 1587.82 | no | Labour
2324 | 9151I003 | FAHU/AHU Instl. (up to 80mm pipe size) | 249.21 | no | Labour
2325 | 9151I004 | FAHU/AHU Instl. (100mm above pipe size) | 448.57 | no | Labour
2326 | 9151I005 | FCU Installation Gang | 45.38 | no | Labour
2327 | 9151I006 | CCU (DX+CHW) Installation Gang | 134.57 | no | Labour
2328 | 9151I007 | CHILLED WATER PUMPS Installation Gang | 1035.17 | no | Labour
2329 | 9151I008 | Pressurization Unit Installation Gang | 653.51 | no | Labour
2330 | 9151I009 | Chemical Dosing Installation Gang | 196.05 | no | Labour
2331 | 9151I010 | Expansion Tank Installation Gang | 196.05 | no | Labour
2332 | 9151I011 | Fans (In-Line Type) Installation Gang | 199.37 | no | Labour
2333 | 9151I012 | Fans (Roof Mounted Type) Installation | 199.37 | no | Labour
2334 | 9151I013 | Fans (Wall Mounted) Installation Gang | 15.93 | no | Labour
2335 | 9151I014 | Split DX Unit Gang | 120.83 | set | Labour
2336 | 9151I015 | VRF/VRV Unit Outdoor Gang | 276.05 | no | Labour
2337 | 9151I016 | VRF/VRV Unit Indoor Gang | 43.57 | no | Labour
2338 | 9151I017 | FAHU/AHU DX Type Gang | 368.06 | no | Labour
2339 | 9151I018 | Air Separator Gang | 196.05 | no | Labour
2340 | 9151I019 | Air Curtain Installation Gang | 30.86 | no | Labour
2341 | 9151J000 | FCU Valve Package Installation | 116.18 | no | Labour
2342 | 9151J001 | FAHU/AHU Valve Package Gang (up to 80mm) | 215.66 | no | Labour
2343 | 9151J002 | FAHU/AHU Valve Package Gang(100mm above) | 520.17 | no | Labour
2344 | 9151J003 | CHILLER & HEX Valve Package Gang | 1962.24 | no | Labour
2345 | 9151J004 | CHW PUMPS Valve Package Gang | 1962.24 | no | Labour
2346 | 9152A000 | Water Closet for Disabled - Gang | 63.99 | no | Labour
2347 | 9152A001 | Water Basin for Disabled - Gang | 30.81 | no | Labour
2348 | 9152A002 | Water Basin Mixer for Disabled - Gang | 19.75 | no | Labour
2349 | 9152A100 | Water Closet - Gang | 63.99 | no | Labour
2350 | 9152A200 | Water Basin Fixture - Gang | 30.81 | no | Labour
2351 | 9152A201 | Water Basin Mixer - Gang | 19.75 | no | Labour
2352 | 9152A300 | Bath Tub Fixture - Gang | 63.99 | no | Labour
2353 | 9152A301 | Bath Tub Mixer - Gang | 19.75 | no | Labour
2354 | 9152A400 | Bidet Fixture - Gang | 63.99 | no | Labour
2355 | 9152A401 | Bidet Mixer - Gang | 19.75 | no | Labour
2356 | 9152A500 | Shower Mixer - Gang | 19.75 | no | Labour
2357 | 9152A501 | Shower Over Head & Hand Rail - Gang | 29.62 | no | Labour
2358 | 9152A502 | Shower Tray - Gang | 29.62 | no | Labour
2359 | 9152A600 | Kitchen Sink Fixture (Single) - Gang | 30.81 | no | Labour
2360 | 9152A601 | Kitchen Sink Fixture (Double) - Gang | 34.66 | no | Labour
2361 | 9152A602 | Kitchen Sink Mixer - Gang | 19.75 | no | Labour
2362 | 9152A700 | Janitor Sink - Gang | 42.66 | no | Labour
2363 | 9152A701 | Janitor Sink Mixer - Gang | 19.75 | no | Labour
2364 | 9152A800 | Urinal & Divider Fixtures - Gang | 42.66 | no | Labour
2365 | 9152AA00 | Sanitary Accessories - Gang | 11.61 | no | Labour
2366 | 9152AA01 | Sanitary Hand Dryer - Gang | 22.22 | no | Labour
2367 | 9152B000 | PPR/HDPE Pipe GANG (15-40mm) | 12.11 | m | Labour
2368 | 9152B001 | PPR/HDPE Pipe GANG (50-80mm) | 27.39 | m | Labour
2369 | 9152B002 | PPR/HDPE Pipe GANG (100-150mm) | 44.44 | m | Labour
2370 | 9152B003 | PPR/HDPE Pipe GANG (200-300mm) | 57.6 | m | Labour
2371 | 9152C000 | uPVC/CPVC Pipe Water Supply Gang(15-40) | 10.9 | m | Labour
2372 | 9152C001 | uPVC/CPVC Pipe Water Supply Gang(50-80) | 23.96 | m | Labour
2373 | 9152C002 | uPVC/CPVC Pipe WaterSupply Gang(100-150) | 37.03 | m | Labour
2374 | 9152C003 | uPVC/CPVC Pipe WaterSupply Gang(200-300) | 46.08 | m | Labour
2375 | 9152D000 | COPPER PIPE WATER SUPPLY GANG (15-40) | 12.11 | m | Labour
2376 | 9152D001 | COPPER PIPE WATER SUPPLY GANG (50-80) | 27.39 | m | Labour
2377 | 9152D002 | COPPER PIPE WATER SUPPLY GANG (100-150) | 44.44 | m | Labour
2378 | 9152D003 | COPPER PIPE WATER SUPPLY GANG (200-300) | 69.12 | m | Labour
2379 | 9152E000 | SS 316L Pipe Instl Gang (15-32mm) | 25.17 | m | Labour
2380 | 9152E001 | SS 316L Pipe Instl Gang (40-65mm) | 39.53 | m | Labour
2381 | 9152E002 | SS 316L Pipe Instl Gang (80-100mm) | 59.64 | m | Labour
2382 | 9152E003 | SS 316L Pipe Instl Gang (125-150mm) | 86.26 | m | Labour
2383 | 9152E004 | SS 316L Pipe Instl Gang (200-300mm) | 152.43 | m | Labour
2384 | 9152E005 | SS 316L Pipe Instl Gang (350-550mm) | 314.46 | m | Labour
2385 | 9152F000 | uPVC PIPE DRAINAGE GANG (20-65) | 11.36 | m | Labour
2386 | 9152F001 | uPVC PIPE DRAINAGE GANG (80-100) | 20.54 | m | Labour
2387 | 9152F002 | uPVC PIPE DRAINAGE GANG (125-200) | 29.62 | m | Labour
2388 | 9152F003 | uPVC PIPE DRAINAGE GANG (250-300) | 38.4 | m | Labour
2389 | 9152G000 | HDPE PIPE DRAINAGE GANG (20-65) | 13.25 | m | Labour
2390 | 9152G001 | HDPE PIPE DRAINAGE GANG (80-100) | 22.59 | m | Labour
2391 | 9152G002 | HDPE PIPE DRAINAGE GANG (125-200) | 34.66 | m | Labour
2392 | 9152G003 | HDPE PIPE DRAINAGE GANG (250-300) | 46.21 | m | Labour
2393 | 9152H000 | GRP PIPE GANG (80-100) | 23.96 | m | Labour
2394 | 9152H001 | GRP PIPE GANG (150-200) | 34.66 | m | Labour
2395 | 9152H002 | GRP PIPE GANG (250-350) | 46.21 | m | Labour
2396 | 9152H003 | GRP PIPE GANG (400-450) | 78.16 | m | Labour
2397 | 9152H004 | GRP PIPE GANG (500-600) | 84.96 | m | Labour
2398 | 9152H005 | GRP PIPE GANG (700-800) | 121.12 | m | Labour
2399 | 9152H006 | GRP PIPE GANG (900-1000) | 172.77 | m | Labour
2400 | 9152I000 | Plumbing Valves Instl Gang (15-32mm) | 18.1 | no | Labour
2401 | 9152I001 | Plumbing Valves Instl Gang (40-65mm) | 26.25 | no | Labour
2402 | 9152I002 | Plumbing Valves Instl Gang (80-100mm) | 54.46 | no | Labour
2403 | 9152I003 | Plumbing Valves Instl Gang (125-150mm) | 98.03 | no | Labour
2404 | 9152I004 | Plumbing Valves Instl Gang (200-300mm) | 199.37 | no | Labour
2405 | 9152I005 | Plumbing Valves Instl Gang (350-500mm) | 396.32 | no | Labour
2406 | 9152I006 | Plumbing Valves Instl Gang (550-650mm) | 748.43 | no | Labour
2407 | 9152I007 | Plumbing Valves Instl Gang(700above) | 1153.77 | no | Labour
2408 | 9152J000 | PRV Assembly Instl Gang (15-32mm) | 72.42 | no | Labour
2409 | 9152J001 | PRV Assembly Instl Gang (40-65mm) | 104.98 | no | Labour
2410 | 9152J002 | PRV Assembly Instl Gang (80-100mm) | 217.84 | no | Labour
2411 | 9152J003 | PRV Assembly Instl Gang (125-150mm) | 326.75 | no | Labour
2412 | 9152J004 | PRV Assembly Instl Gang (200-300mm) | 598.1 | no | Labour
2413 | 9152K000 | Water Meter Instl Gang (15-32mm) | 54.31 | no | Labour
2414 | 9152K001 | Water Meter Instl Gang (40-65mm) | 78.74 | no | Labour
2415 | 9152K002 | Water Meter Instl Gang (80-100mm) | 130.7 | no | Labour
2416 | 9152K003 | Water Meter Instl Gang (125-150mm) | 163.38 | no | Labour
2417 | 9152K004 | Water Meter Instl Gang (200-300mm) | 373.81 | no | Labour
2418 | 9152L000 | Fiber Glass Insulation Gang (15-32mm) | 8.33 | no | Labour
2419 | 9152L001 | Fiber Glass Insulation Gang (40-65mm) | 11.66 | no | Labour
2420 | 9152L002 | Fiber Glass Insulation Gang (80-100mm) | 17.38 | no | Labour
2421 | 9152L003 | Fiber Glass Insulation Gang (125-150mm) | 26.07 | no | Labour
2422 | 9152L004 | Fiber Glass Insulation Gang (200-300mm) | 41.08 | no | Labour
2423 | 9152M000 | Rubber Insulation Gang (15-32mm) | 7.97 | no | Labour
2424 | 9152M001 | Rubber Insulation Gang (40-65mm) | 11.15 | no | Labour
2425 | 9152M002 | Rubber Insulation Gang (80-100mm) | 16.66 | no | Labour
2426 | 9152M003 | Rubber Insulation Gang (125-150mm) | 24.98 | no | Labour
2427 | 9152M004 | Rubber Insulation Gang (200-300mm) | 39.5 | no | Labour
2428 | 9152N000 | Accoustic Lagging Gang (50-80mm) | 12.11 | no | Labour
2429 | 9152N001 | Accoustic Lagging Gang (100mm above) | 18.17 | no | Labour
2430 | 9152O000 | Floor Drain / Floor Trap Gang | 17.38 | no | Labour
2431 | 9152O001 | Floor Clean Out Gang | 17.38 | no | Labour
2432 | 9152O002 | Rain Water Outlet / Balcony Drain Gang | 17.38 | no | Labour
2433 | 9152O003 | Vent Cowl Gang | 5.79 | no | Labour
2434 | 9152O004 | Gully Trap Gang | 27.81 | no | Labour
2435 | 9152O005 | Sand Trap Gang | 52.14 | no | Labour
2436 | 9152O006 | Catch Basin Gang | 52.14 | no | Labour
2437 | 9152O007 | Grease Trap Gang | 98.42 | no | Labour
2438 | 9152O008 | Oil Interceptor/Grease Interceptor Gang | 157.47 | no | Labour
2439 | 9152O009 | Parking Drain Gang | 34.76 | no | Labour
2440 | 9152O010 | Manhole Gang | 3.41 | no | Labour
2441 | 9152O011 | Channel Grating Gang | 6.82 | m | Labour
2442 | 9152O012 | Clean Out Gang | 11.59 | no | Labour
2443 | 9152O013 | Planters Drain Gang | 17.38 | no | Labour
2444 | 9152O014 | Area Drain Gang | 17.38 | no | Labour
2445 | 9152O015 | Shower Drain Gang | 17.38 | no | Labour
2446 | 9152P000 | EWH 30-50Liters Gang | 78.42 | no | Labour
2447 | 9152P001 | EWH 80-150Liters Gang | 104.56 | no | Labour
2448 | 9152P005 | Calorifier 1000L-4000L Gang | 156.84 | no | Labour
2449 | 9152Q000 | 1-3 Solar Panel (300L Tank) Instl Gang | 235.26 | set | Labour
2450 | 9152R000 | Booster/Transfer Pump (1D+1S) Gang | 418.25 | set | Labour
2451 | 9152R001 | Booster/Transfer Pump (2D+1S) Gang | 627.37 | set | Labour
2452 | 9152R002 | Circulation Pump (1D) Gang | 292.77 | set | Labour
2453 | 9152R003 | Circulation Pump (1D+1S) Gang | 418.25 | set | Labour
2454 | 9152R004 | Sump Pump (1D+1S) Gang | 167.3 | set | Labour
2455 | 9152S000 | Multimedia/Cartridge/Carbon Instl Gang | 292.77 | set | Labour
2456 | 9152S001 | UV Sterilizer Instl Gang | 292.77 | set | Labour
2457 | 9152S002 | Copper Silver Ionization Instl. Gang | 334.6 | set | Labour
2458 | 9152T000 | GRP Tank / LDPE Tank GANG | 392.11 | no | Labour
2459 | 9153A000 | FF Pipes (ERW/Seamless) Gang (15-32mm) | 25.17 | m | Labour
2460 | 9153A001 | FF Pipes (ERW/Seamless) Gang (40-65mm) | 39.53 | m | Labour
2461 | 9153A002 | FF Pipes (ERW/Seamless) Gang (80-100mm) | 59.64 | m | Labour
2462 | 9153A003 | FF Pipes (ERW/Seamless) Gang (125-150mm) | 86.26 | m | Labour
2463 | 9153A004 | FF Pipes (ERW/Seamless) Gang (200-300mm) | 152.43 | m | Labour
2464 | 9153A005 | FF Pipes (ERW/Seamless) Gang (350-550mm) | 314.46 | m | Labour
2465 | 9153B000 | Sprinkler Heads Installation Gang | 27.25 | m | Labour
2466 | 9153C000 | Fire Hose Cabinet Installation Gang | 128.37 | m | Labour
2467 | 9153D000 | Breaching Inlet Installation Gang | 64.19 | m | Labour
2468 | 9153E100 | ZCV (50-80mm) Gang | 51.35 | no | Labour
2469 | 9153E101 | ZCV (100-150mm) Gang | 71.89 | no | Labour
2470 | 9153E102 | ZCV (200mm) Gang | 92.43 | no | Labour
2471 | 9153E200 | OS&Y Gate Valve (100-200mm) Gang | 82.16 | no | Labour
2472 | 9153E300 | Non-Return Valve (80-100mm) Gang | 77.77 | no | Labour
2473 | 9153E301 | Non-Return Valve (150-200mm) Gang | 88.87 | no | Labour
2474 | 9153F000 | Fire Pump Set Installation Gang | 1121.44 | no | Labour
2475 | 9153F001 | Circulation Pump (1D+1S) Instl Gang | 418.25 | no | Labour
2476 | 9153G000 | Fire Hydrant Gang | 96.28 | m | Labour
2477 | 9153H000 | Alarm Check Valve Gang | 283.19 | m | Labour
2478 | 9153I000 | Fire Extinguisher Gang | 7.16 | m | Labour
2479 | 9153I001 | Fire Blanket Gang | 7.16 | m | Labour
2480 | 9153J000 | Fire Suppression (up to 50m2) Gang | 1155.93 | m | Labour
2481 | 9153J001 | Fire Suppression (60m2 above) Gang | 2311.87 | m | Labour
2482 | 915413 | kWHR METER Installation GANG | 75.84 | No
2483 | 9154A000 | DB Install/Dressing Gang | 266.49 | no | Labour
2484 | 9154A001 | SMDB Install/Dressing Gang | 613.43 | no | Labour
2485 | 9154A002 | MCC Panel Install/Dressing Gang | 1877.03 | no | Labour
2486 | 9154A003 | MDB Install/Dressing Gang | 7508.14 | no | Labour
2487 | 9154A004 | HV Panel Install/Dressing Gang | 7508.14 | no | Labour
2488 | 9154A005 | Transformer Install/Dressing Gang | 7508.14 | no | Labour
2489 | 9154A006 | LCP Install/Dressing Gang | 266.49 | no | Labour
2490 | 9154B000 | 1C 2.5mm2 to 16mm2 Cable Instl Gang | 2.66 | no | Labour
2491 | 9154B001 | 1C 25mm2 to 50mm2 Cable Instl Gang | 5.31 | no | Labour
2492 | 9154B002 | 1C 75mm2 to 95mm2 Cable Instl Gang | 11.71 | no | Labour
2493 | 9154B003 | 1C 120mm2 to 185mm2 Cable Instl Gang | 12.25 | no | Labour
2494 | 9154B004 | 1C 240mm2 to 300mm2 Cable Instl Gang | 16.33 | no | Labour
2495 | 9154B005 | 1C 400mm2 Cable Instl Gang | 16.33 | no | Labour
2496 | 9154B006 | 1C 630mm2 Cable Instl Gang | 20.41 | no | Labour
2497 | 9154B100 | 2C 1.5mm2 to 25mm2 Cable Instl Gang | 5.31 | no | Labour
2498 | 9154B101 | 2C 35mm2 to 50mm2 Cable Instl Gang | 7.97 | no | Labour
2499 | 9154B200 | 3C 1.5mm2 to 35mm2 Cable Instl Gang | 6.37 | no | Labour
2500 | 9154B201 | 3C 50mm2 to 70mm2 Cable Instl Gang | 11.71 | no | Labour
2501 | 9154B202 | 3C 95mm2 to 120mm2 Cable Instl Gang | 11.71 | no | Labour
2502 | 9154B232 | 3C 150mm2 to 185mm2 Cable Instl Gang | 16.33 | no | Labour
2503 | 9154B233 | 3C 240mm2 Cable Instl Gang | 17.96 | no | Labour
2504 | 9154B234 | 3C 300mm2 Cable Instl Gang | 17.96 | no | Labour
2505 | 9154B235 | 3C 400mm2 Cable Instl Gang | 17.96 | no | Labour
2506 | 9154B300 | 4C 2.5mm2 to 35mm2 Cable Instl Gang | 6.37 | no | Labour
2507 | 9154B301 | 4C 50mm2 to 70mm2 Cable Instl Gang | 11.71 | no | Labour
2508 | 9154B302 | 4C 95mm2 to 120mm2 Cable Instl Gang | 16.33 | no | Labour
2509 | 9154B303 | 4C 150mm2 to 185mm2 Cable Instl Gang | 16.33 | no | Labour
2510 | 9154B304 | 4C 240mm2 Cable Instl Gang | 20.41 | no | Labour
2511 | 9154B305 | 4C 300mm2 Cable Instl Gang | 20.41 | no | Labour
2512 | 9154B306 | 4C 400mm2 Cable Instl Gang | 20.41 | no | Labour
2513 | 9154BA00 | 1C 2.5mm2 to 16mm2 Cable Termination | 6.37 | no | Labour
2514 | 9154BA01 | 1C 25mm2 to 50mm2 Cable Termination | 10.62 | no | Labour
2515 | 9154BA02 | 1C 75mm2 to 95mm2 Cable Termination | 17.18 | no | Labour
2516 | 9154BA03 | 1C 120mm2 to 185mm2 Cable Termination | 20.41 | no | Labour
2517 | 9154BA04 | 1C 240mm2 to 300mm2 Cable Termination | 36.74 | no | Labour
2518 | 9154BA05 | 1C 400mm2 Cable Termination | 73.48 | no | Labour
2519 | 9154BA06 | 1C 630mm2 Cable Termination | 122.47 | no | Labour
2520 | 9154BA10 | 2C 1.5mm2 to 25mm2 Cable Termination | 16.66 | no | Labour
2521 | 9154BA11 | 2C 35mm2 to 50mm2 Cable Termination | 32.66 | no | Labour
2522 | 9154BA20 | 3C 1.5mm2 to 35mm2 Cable Termination | 16.66 | no | Labour
2523 | 9154BA21 | 3C 50mm2 to 70mm2 Cable Termination | 48.99 | no | Labour
2524 | 9154BA22 | 3C 95mm2 to 120mm2 Cable Termination | 61.24 | no | Labour
2525 | 9154BA23 | 3C 150mm2 to 185mm2 Cable Termination | 85.73 | no | Labour
2526 | 9154BA24 | 3C 240mm2 Cable Termination | 134.72 | no | Labour
2527 | 9154BA25 | 3C 400mm2 Cable Termination | 171.46 | no | Labour
2528 | 9154BA30 | 4C 1.5mm2 to 35mm2 Cable Termination | 24.98 | no | Labour
2529 | 9154BA31 | 4C 50mm2 to 70mm2 Cable Termination | 61.24 | no | Labour
2530 | 9154BA32 | 4C 95mm2 to 120mm2 Cable Termination | 73.48 | no | Labour
2531 | 9154BA33 | 4C 150mm2 to 185mm2 Cable Termination | 110.23 | no | Labour
2532 | 9154BA34 | 4C 240mm2 Cable Termination | 146.97 | no | Labour
2533 | 9154BA35 | 4C 400mm2 Cable Termination | 244.94 | no | Labour
2534 | 9154C000 | 15-30A SPN/TPN Installation Gang | 16.66 | no | Labour
2535 | 9154C001 | 63-100A TPN Installation Gang | 24.98 | no | Labour
2536 | 9154C002 | 125-200A TPN Installation Gang | 33.31 | no | Labour
2537 | 9154C003 | 250-400A TPN Installation Gang | 41.64 | no | Labour
2538 | 9154C004 | 600-800A TPN Installation Gang | 97.98 | no | Labour
2539 | 9154C005 | 1000-1600A TPN Installation Gang | 122.47 | no | Labour
2540 | 9154C006 | 2000-2500A TPN Installation Gang | 146.97 | no | Labour
2541 | 9154C020 | ISOLATOR POINT GANG | 99.93 | no | Labour
2542 | 9154D000 | Cable Tray/Trunking Gang (50-150mm) | 28.39 | no | Labour
2543 | 9154D001 | Cable Tray/Trunking Gang (200-450mm) | 37.85 | no | Labour
2544 | 9154D002 | Cable Tray/Trunking Gang (500-800mm) | 69.59 | no | Labour
2545 | 9154D003 | Cable Tray/Trunking Gang (900-1200mm) | 83.5 | no | Labour
2546 | 9154E000 | 20mm Conduits G.I Pipe Gang | 11.09 | no | Labour
2547 | 9154E001 | 25mm Conduits G.I Pipe Gang | 11.09 | no | Labour
2548 | 9154E002 | 32mm Conduits G.I Pipe Gang | 11.09 | no | Labour
2549 | 9154E003 | 38mm Conduits G.I Pipe Gang | 11.09 | no | Labour
2550 | 9154E004 | 50mm Conduits G.I Pipe Gang | 16.66 | no | Labour
2551 | 9154E010 | 20mm Conduits PVC Pipe Gang | 5.56 | no | Labour
2552 | 9154E011 | 25mm Conduits PVC Pipe Gang | 5.56 | no | Labour
2553 | 9154E012 | 32mm Conduits PVC Pipe Gang | 6.66 | no | Labour
2554 | 9154E013 | 38mm Conduits PVC Pipe Gang | 6.66 | no | Labour
2555 | 9154E014 | 50mm Conduits PVC Pipe Gang | 11.09 | no | Labour
2556 | 9154E015 | 100mm Conduits PVC Pipe Gang | 16.66 | no | Labour
2557 | 9154F000 | LIGHT FITTINGS Installation GANG | 28.39 | no | Labour
2558 | 9154F001 | Flood Lights Installation GANG | 75.71 | no | Labour
2559 | 9154F002 | Bollards Installation GANG | 75.71 | no | Labour
2560 | 9154F003 | Air Craft Warning Lights Instl GANG | 75.71 | no | Labour
2561 | 9154F004 | 6Meter Pole Light Installation Gang | 167.01 | no | Labour
2562 | 9154F005 | 8-12Meter Pole Light Installation Gang | 250.51 | no | Labour
2563 | 9154F006 | 18-20Meter Mast Flood Light Instl Gang | 334.02 | no | Labour
2564 | 9154F020 | LIGHT FITTINGS POINT GANG | 66.62 | no | Labour
2565 | 9154G000 | SWITCHES Installation GANG | 10.02 | no | Labour
2566 | 9154G001 | SOCKETS Installation GANG | 10.02 | no | Labour
2567 | 9154G020 | SWITCHES/SOCKETS POINT GANG | 66.62 | no | Labour
2568 | 9154H000 | GENSET Install/Dressing Gang | 7508.14 | no | Labour
2569 | 9154I000 | ATS Installation Gang | 1877.03 | no | Labour
2570 | 9154J000 | UPS Installation Gang | 613.43 | no | Labour
2571 | 9154K000 | BusBar Install/Connect Gang | 312.84 | m | Labour
2572 | 9154K001 | Tap Off Box Install Gang | 115.02 | No | Labour
2573 | 9154L000 | Smoke Detector Installation Gang | 33.31 | m | Labour
2574 | 9154L001 | Heat Detector Installation Gang | 33.31 | m | Labour
2575 | 9154L002 | Manual Break Glass Installation Gang | 33.31 | m | Labour
2576 | 9154L003 | Alarm Bell Installation Gang | 33.31 | m | Labour
2577 | 9154L004 | Beam Detector Installation Gang | 33.31 | m | Labour
2578 | 9154L005 | Duct Mounted Detectors Installation Gang | 33.31 | m | Labour
2579 | 9154L006 | Control/Monitoring Module Instl Gang | 33.31 | m | Labour
2580 | 9154L007 | FA Panel Instl Gang (up to 16 zones) | 266.49 | m | Labour
2581 | 9154L008 | FA Cable 2x2.5mm2 Installation Gang | 2.66 | m | Labour
2582 | 9154L009 | FA Cable 2x2.5mm2 Termination Gang | 5.31 | m | Labour
2583 | 9154M000 | Dish Atenna Installation Gang | 83.28 | m | Labour
2584 | 9154M001 | Patch Panels/Splitter Installation Gang | 49.97 | m | Labour
2585 | 9154M002 | Plasma TV Wall Mounted Installation Gang | 49.97 | m | Labour
2586 | 9154M003 | Access Control Panels Installation Gang | 122.47 | m | Labour
2587 | 9154M004 | Card Readers Installation Gang | 33.31 | m | Labour
2588 | 9154M005 | Door Strike Installation Gang | 33.31 | m | Labour
2589 | 9154M006 | Door Contact Installation Gang | 33.31 | m | Labour
2590 | 9154M007 | Surface Mounted Camera Installation Gang | 99.93 | m | Labour
2591 | 9154M008 | SurfaceMounted Camera Extrnal Instl Gang | 133.25 | m | Labour
2592 | 915500 | ISOLATOR POINT INTERNAL (SINGLE PHASE) | 238.17 | no | Labour
2593 | 915501 | ISOLATOR POINT INTERNAL (THREE PHASE) | 491.37 | no | Labour
2594 | 915502 | SWITCH POINT INTERNAL | 91.87 | no | Labour
2595 | 915503 | POWER OUTLET POINT INTERNAL | 151.38 | no | Labour
2596 | 915504 | LIGHT POINT INTERNAL | 112.05 | no | Labour
2597 | 915505 | DATA POINT INTERNAL | 173.37 | no | Labour
2598 | 915506A | FIRE ALARM POINT INTERNAL (1.5mm2 Cable) | 162.07 | no | Labour
2599 | 915506B | FIRE ALARM POINT INTERNAL (2.5mm2 Cable) | 201.23 | no | Labour
2600 | 915507 | EMERGENCY LIGHT POINT | 206.87 | no | Labour
2601 | 920 | Testing & Commissioning | 1 | no | Sub Contract
2602 | 920A | Testing & Commissioning (HVAC) | 1 | no | Sub Contract
2603 | 920B | Testing & Commissioning (PLUMBING) | 1 | no | Sub Contract
2604 | 920C | Testing & Commissioning (FIRE FIGHTING) | 1 | no | Sub Contract
2606 | 921 | Identification Labels | 1 | no | Accessories
2607 | 922 | Spare Parts & Tools | 1 | no | Plant& Tools
2608 | 923 | Documents, O&M | 1 | no | Prelim
2609 | 924 | Maintenance | 1 | no | Prelim
2610 | 925 | Coordination with Engineers | 1 | no | Prelim
2611 | 926 | Protective/Decorative Painting | 1 | no | Prelim
2612 | 927 | Factory Visit | 1 | no | Prelim
2613 | 928 | Authority Approval/Coordination | 1 | no | Prelim
2614 | 929 | Builders Work | 1 | no | Sub Contract
2615 | 929 | Builders Work | 1